## Inputs
AVESTA — Case Inputs | [6 empty] | Selected consumption and bill
Edit the yellow cells. Location is fixed at Cairo. Initial values are the previous El Mo3alem example, not new measurements. | [6 empty] | Input status | Ready for indicative calculation
[7 empty] | Selected monthly use (kWh) | 2421
Case name |  | El Mo3alem shop — example |  |  |  |  | Average consumption (kWh/day) | 80.7
Input mode |  | Bill and consumption |  |  |  |  | Active daytime energy share | 50%
Monthly consumption (kWh) |  | 2421 |  | Monthly use, not the cumulative meter reading |  |  | Reference official bill (EGP) | 6867.22
Monthly bill amount (EGP) |  | 8279 |  | Consumption bill, not a prepaid top-up |  |  | Paid less official bill (EGP) | 1411.78
Tariff category |  | Commercial |  |  |  |  | Active pricing basis | Official
Billing period days |  | 30 |  |  |  |  | Actual average (EGP/kWh) | 3.4197
Pricing basis |  | Official |  | Actual flat rate is available only with both bill amount and consumption |  |  | Official average (EGP/kWh) | 2.8365
[7 empty] | Average rate difference (EGP/kWh) | 0.58314
[7 empty] | Selected baseline bill (EGP) | 6867.22
Available installation area |  | Unspecified |  |  |  |  | Reference-data status | Reference tariffs and prices: verify before commercial use
Available area (m2) |  | 50 |  | Usable installation area after obstacles; unspecified area sets no cap
Energy distribution |  | Constant load
Daytime energy share |  | 50% |  | Share of energy, not appliance count; night share is calculated
Critical load |  | Unknown
Critical load (kW) |  | 4 |  | When unknown, no customer-specific backup hours are calculated
Enter the case inputs, review assumptions, then choose equipment and quantities on the Scenarios sheet.
Actual flat rate spreads the paid bill over kWh; it may differ from the marginal cost of avoided electricity.
One representative day/night cycle per month with constant daily load. This is not an hourly simulation.
Inverse-bill calculations — audit detail
Tariff | Above | Up to | Candidate kWh | Candidate bill | Valid solution 1/0 | Accepted kWh
Residential | -1 | 0 | 0 | 9 | 0 | 0
Residential | 0 | 50 | 12173.5294 | 8279 | 0 | 0
Residential | 50 | 100 | 9524.7126 | 8279 | 0 | 0
Residential | 100 | 200 | 8273 | 8279 | 0 | 0
Residential | 200 | 350 | 4863.5838 | 8279 | 0 | 0
Residential | 350 | 650 | 3930.0459 | 8279 | 0 | 0
Residential | 650 | 1000 | 3512.3404 | 8279 | 0 | 0
Residential | 1000 | 10000000 | 2850.8651 | 8279 | 0 | 0
Commercial | -1 | 0 | 0 | 9 | 0 | 0
Commercial | 0 | 100 | 5014.5455 | 8279 | 0 | 0
Commercial | 100 | 250 | 3773.516 | 8279 | 0 | 0
Commercial | 250 | 600 | 3093.2584 | 8279 | 0 | 0
Commercial | 600 | 1000 | 3001.444 | 8279 | 0 | 0
Commercial | 1000 | 10000000 | 2921.6312 | 8279 | 1 | 2921.6312
Accepted solution count |  | 1

## Assumptions and Catalog
AVESTA — Assumptions and Catalog
Yellow cells are editable. Equipment prices and limits are illustrative, not supplier quotes or manufacturer specifications.
Study period | years | 10 | 1 to 20
Nominal discount rate | % | 10% | Illustrative assumption; approval needed
Tariff and fee escalation | % per year | 0% | Flat by default; applies to all bill components
Maintenance cost escalation | % per year | 0% | Assumed cost escalation
Annual PV degradation | % per year | 0.5% | Assumption
Charge efficiency | % | 97.5% | AC input to stored energy
Discharge efficiency | % | 97.5% | Stored energy to AC load
Daytime duration | hours/day | 12 | Not PSH; used only to split daily load
PV charging window | hours/day | 6 | Approximate power window, not hourly simulation
Grid charging window | hours/day | 8 | Battery-only scenario
Installation area multiplier | times panel area | 1.5 | Includes assumed installation clearances
Installation and BOS | % of equipment | 10% | Applied once to PV, battery and inverter
Annual maintenance | % of CAPEX | 1% | Estimate pending service quotes
Battery replacement year | years | 11 | Assumption; use 0 to disable replacement
Battery replacement cost | % of battery cost | 100% | Including cost escalation
Inverter replacement year | years | 12 | Assumption; use 0 to disable replacement
Inverter replacement cost | % of inverter cost | 100% | Including cost escalation
Annual battery degradation | % per year | 2% | Age resets in the assumed replacement year
First forecast calendar year | years | 2027 | Month lengths follow the calendar
Inverse-bill tolerance | EGP | 0.02 | Check calculated bill against input
Battery auxiliary consumption | kWh/day | 0 | Not estimated; enter standby consumption
Cairo seasonal solar production - experimental
Annual-average PV yield (derived) | kWh/kWp/day | 4.9818 | Derived summary only. Monthly calculations use Solar Production.
Monthly yield from Solar Production replaces the fixed daily average in this trial.
Edit tilt and compass azimuth on Solar Production. PVGIS losses are already included.
Source: JRC PVGIS 5.3 / SARAH3, 2005-2023; retrieved 26 October 2026.
https://re.jrc.ec.europa.eu/pvg_tools/en/
Editable reference tariff bands
Tariffs from prior project files; current applicability could not be confirmed from the regulator link. Verify before commercial use.
Type | Above kWh | Up to kWh | Energy rate | Energy intercept | Service fee (EGP) | Stamp/kWh | Marginal rate incl. stamp
Residential | -1 | 0 | 0 | 0 | 9 | 0 | 0
Residential | 0 | 50 | 0.68 | 0 | 1 | 0 | 0.68
Residential | 50 | 100 | 0.87 | -9.5 | 2 | 0 | 0.87
Residential | 100 | 200 | 1 | 0 | 6 | 0 | 1
Residential | 200 | 350 | 1.73 | -146 | 11 | 0 | 1.73
Residential | 350 | 650 | 2.18 | -303.5 | 15 | 0 | 2.18
Residential | 650 | 1000 | 2.35 | 0 | 25 | 0 | 2.35
Residential | 1000 | 10000000 | 2.89 | 0 | 40 | 0 | 2.89
Commercial | -1 | 0 | 0 | 0 | 9 | 0 | 0
Commercial | 0 | 100 | 1.62 | 0 | 5 | 0.03 | 1.65
Commercial | 100 | 250 | 2.16 | 0 | 15 | 0.03 | 2.19
Commercial | 250 | 600 | 2.64 | 0 | 20 | 0.03 | 2.67
Commercial | 600 | 1000 | 2.74 | -60 | 25 | 0.03 | 2.77
Commercial | 1000 | 10000000 | 2.79 | 0 | 40 | 0.03 | 2.82
Residential rates: prior project model; service fees require confirmation. Commercial: prior El Mo3alem presentation (April 2026).
https://www.egyptera.org/ar/TarrifApril2026.aspx — verification on 19 October 2026 returned 404. Annual stamp excluded.
Example panels — replace with supplier specifications
ID | Name | Wp | Panel area (m2) | Panel price (EGP)
PV550 | Example panel 550 | 550 | 2.6 | 4400
PV670 | Example panel 670 | 670 | 2.7 | 5360
Example batteries — confirm real compatibility
ID | Description | Nominal kWh | Usable fraction | Charge kW | Discharge kW | Price (EGP) | Compatibility group
BAT10 | Example battery 10 | 10 | 0.8 | 5 | 5 | 136400 | LV
BAT16 | Example battery 16 | 16 | 0.8 | 8 | 8 | 218240 | LV
BAT32 | Example battery 32 | 32 | 0.8 | 10 | 10 | 436480 | LV
Example inverters — not product recommendations
ID | Description | AC kW | PV limit kWp | Charge kW | Backup 1/0 | Price (EGP) | Compatibility group | Phases
GRID10 | Grid-tied solar 10 | 10 | 13 | 0 | 0 | 60000 | NONE | 3
HYB5 | Hybrid 5 | 5 | 6.5 | 5 | 1 | 30000 | LV | 1
HYB12 | Hybrid 12 | 12 | 15.6 | 10 | 1 | 72000 | LV | 3
HYB20 | Hybrid 20 | 20 | 26 | 15 | 1 | 120000 | LV | 3
Example prices from the prior presentation: PV 8,000 EGP/kWp, battery 13,640 EGP/kWh, inverter 6,000 EGP/kW.
Power, area and compatibility limits are illustrative. They are not certified AVESTA specifications and exclude load starting currents.
Formula reference
Each distinct calculation is explained once. Repeated monthly and scenario formulas use the same rule. Cell references point to the working formulas.
Calculation | Equation / rule |  | Parameters and units |  |  | Purpose and workbook location
1. Consumption and tariff
Input validity | Ready only when the selected inputs are numeric and within their permitted ranges. |  | Days > 0. Consumption and bill >= 0 when required. Specified roof and known critical load > 0. Day share is 0 to 1. Bill-only requires exactly one valid solution. |  |  | Stops unavailable or ambiguous inputs from being treated as a valid case. Inputs!C25.
Tariff marginal rate | m = energy rate + stamp rate |  | m: EGP/kWh. Energy rate: column D. Stamp rate: column G in the tariff table. |  |  | Combines variable charges for the selected band. Assumptions and Catalog!H50:H65.
Tariff band intercept | b = previous upper limit × previous rate + previous intercept - previous upper limit × new rate |  | b: fixed energy adjustment in EGP. Used only for the continuous bands. Other bands use their entered intercept, including full-consumption resets. |  |  | Preserves the specific tariff's band rules. Assumptions and Catalog!E52, E54:E55 and E64.
Official monthly bill | T(E) = E × m + b + fee, using the first band whose upper limit contains E |  | E: monthly kWh. m: marginal EGP/kWh. b: energy intercept, EGP. fee: service charge, EGP. Tariff type selects the residential or commercial table. |  |  | Computes the actual piecewise bill instead of multiplying all consumption by an average price. Inputs!C29 and Scenarios!M:N monthly blocks.
Inverse bill candidate | E_candidate = (Paid - b - fee) / m; use 0 when m = 0 |  | Paid, b and fee: EGP. m: EGP/kWh. Each tariff band is tested separately. The zero-rate band's candidate still has to pass the bill check. |  |  | Estimates monthly consumption when only the bill is known. Inputs!D50:D63.
Inverse bill validation | Valid = 1 if type matches, lower < E_candidate <= upper, E_candidate >= 0 and ABS(candidate bill - Paid) <= tolerance; otherwise 0 |  | Candidate bill = E_candidate × m + b + fee. Tolerance: Assumptions and Catalog!C25, EGP. Bounds and tariff type come from the selected band. |  |  | Rejects candidates that do not belong to the band or do not reproduce the bill. Inputs!E50:F63.
Accepted consumption | Solution count = SUM(valid flags). E_month = SUM(valid candidates) only if count = 1; otherwise use entered kWh when that input mode applies |  | Valid candidates: candidate kWh where flag = 1, else 0. Invalid inputs return an unavailable message. |  |  | Avoids silently selecting a solution when bill inversion is ambiguous. Inputs!G50:G63, C66 and C26.
Daily consumption | E_day = E_month / period days |  | E_month: accepted monthly kWh. Period days: Inputs!C10. E_day: kWh/day. |  |  | Normalizes the entered billing period to a constant daily load used throughout the forecast. Inputs!C27.
Day and night split | Day share = entered share if known, else daylight hours / 24. Day load = E_day × day share. Night load = E_day - day load |  | Day and night loads: kWh/day. Daylight hours: Assumptions and Catalog!C13. Share is a fraction of energy, not appliance count. |  |  | Separates direct solar demand from demand that may use stored energy. Inputs!C28; Scenarios!D:E monthly blocks.
Actual and official average prices | p_actual = Paid / E_month; p_official = T(E_month) / E_month; price gap = p_actual - p_official |  | Prices: EGP/kWh. Actual price requires both bill and positive consumption. Official average also requires positive consumption. |  |  | Shows the difference between the paid average and the tariff-based average. Inputs!C32:C34.
Bill difference | Bill gap = Paid - T(E_month) |  | Paid and official bill: EGP for the entered month. Available only when both bill and consumption were supplied. |  |  | Shows how much more or less was paid than the reference tariff calculation. Inputs!C30.
Selected pricing basis | B(E) = E × p_actual in Actual flat mode; otherwise B(E) = T(E) |  | Actual flat mode is accepted only with both bill and positive consumption. B(E): EGP for any monthly import E. |  |  | Uses the chosen price basis consistently for baseline and post-installation bills. Inputs!C31, C35; Scenarios!M, N and Q monthly blocks. A paid average is not necessarily an avoidable marginal price.
2. Equipment, area and initial investment
Catalog lookup | Specification = INDEX(catalog data, MATCH(selected model ID, catalog IDs, 0), specification column) |  | Model IDs: Scenarios!C39:E43. Catalogs: Assumptions and Catalog rows 73:74, 79:81 and 86:89. |  |  | Retrieves the chosen equipment's capacity, power, area, price and compatibility. Used throughout Scenarios!C51:E70.
Installed PV capacity | P_PV = panel count × panel Wp / 1000 |  | P_PV: kWp. Panel rating: Wp. Battery-only sets PV capacity to zero. |  |  | Determines solar generation and checks the inverter PV limit. Scenarios!C51:E51; summary row 7.
Battery nominal and usable capacity | C_nom = battery count × unit kWh. C_usable = C_nom × usable fraction |  | Capacities: kWh stored internally. Usable fraction: catalog value from 0 to 1. Solar-only sets nominal battery capacity to zero. |  |  | Distinguishes purchased capacity from usable storage before reserve and losses. Scenarios!C52:E52 and C55:E55; summary row 8.
Inverter ratings and support | P_inv, PV_limit and backup flag = selected inverter catalog values |  | P_inv: AC kW. PV_limit: allowed PV kWp. Backup flag: 1 supported, 0 unsupported; solar-only forces 0. |  |  | Supplies the inverter limits and backup eligibility. Scenarios!C53:E54 and C58:E58; summary row 9.
Charge and discharge power limits | P_ch = MIN(count × battery charge kW, inverter charge kW). P_dis = MIN(count × battery discharge kW, inverter AC kW) |  | P_ch and P_dis: kW at the model's AC boundary. Battery count and ratings come from the selected configuration. |  |  | Limits charging, discharge and backup by both battery and inverter ratings. Scenarios!C56:E57.
Installation area | Area = (P_PV × 1000 / panel Wp) × panel area × spacing factor |  | Area and panel area: m2. Spacing factor: Assumptions and Catalog!C16. Parenthesis recovers the active panel count. |  |  | Checks whether the chosen array fits a specified roof. An unspecified roof does not constrain sizing. Scenarios!C59:E59; summary row 10.
Equipment costs | PV cost = active panel count × panel price. Battery cost = active battery count × battery price. Inverter cost = catalog inverter price |  | Costs: EGP. Active counts are recovered from installed capacities, so inactive scenario equipment is excluded. |  |  | Builds the equipment subtotal from the selected models and quantities. Scenarios!C60:E62.
BOS and initial investment | BOS = (PV cost + battery cost + inverter cost) × BOS rate. CAPEX = equipment subtotal + BOS |  | BOS: installation and balance of system cost, EGP. BOS rate: Assumptions and Catalog!C17. CAPEX: upfront EGP. |  |  | Calculates the year-zero investment without adding installation twice. Scenarios!C63:E64; summary row 11.
Battery compatibility | Compatible if nominal battery capacity = 0 OR battery group = inverter group |  | Compatibility group: catalog text, such as LV. This is a catalog-group check, not a complete electrical design check. |  |  | Flags incompatible selections before interpreting the results. Scenarios!C66:E66.
Configuration validity | Valid = 1 when inputs are ready, PV <= inverter PV limit, specified roof fits, compatibility passes, counts are nonnegative integers, reserve is 0 to 1, efficiencies are > 0 and <= 1, and study years are 1 to 20 |  | Limits and flags come from the input, assumptions and sizing cells. All conditions must pass. |  |  | Gates reported financial results and backup runtime. Scenarios!C65:E65 and C6:E6.
Roof status | Unspecified roof: fit not verified. Specified roof: compare required area <= available area |  | Both areas: m2. Available area: Inputs!C15, used only when Inputs!C14 is Specified. |  |  | Separates an unconstrained estimate from a layout that fits the supplied area. Scenarios!C26:E26.
Year-one maintenance | OM_1 = CAPEX × annual maintenance rate |  | OM_1: EGP/year. Maintenance rate: Assumptions and Catalog!C18. |  |  | Provides the recurring operating-cost base used in annual net savings. Scenarios!C70:E70.
3. Monthly solar and battery energy
Monthly calculation scope | Solar-only: rows 161:400. Battery-only: rows 411:650. Solar + battery: rows 661:900. Each block has 12 months × 20 years. |  | Unless stated otherwise, references below are in Scenarios. y is study year starting at 1. n is calendar days in the month. Monthly energy is kWh. |  |  | Explains repeated formulas once. The study horizon controls financial inclusion; monthly physical calculations remain available for all 20 years.
Calendar month length | n = DAY(DATE(first forecast year + y - 1, month + 1, 0)) |  | First forecast year: Assumptions and Catalog!C24. Month: 1 to 12. n includes leap years. |  |  | Converts constant daily energy into the correct monthly quantity. Scenarios monthly column C.
Solar generation | E_PV = P_PV × Y_daily × n × (1 - d_PV)^(y - 1) |  | P_PV: installed kWp. Y_daily: Assumptions and Catalog!C31, kWh/kWp/day. d_PV: annual PV degradation at C10. |  |  | Monthly Cairo yield uses Solar Production with annual degradation. PVGIS losses are included. Inverter-specific hourly clipping is not modeled.
Direct solar use | E_direct = MIN(E_PV, day load × n) |  | E_PV: monthly solar generation. Day load: kWh/day from the consumption split. |  |  | Limits directly consumed solar to estimated daytime energy demand. Scenarios monthly column G. This is an aggregate energy estimate.
Battery age | Age = y - replacement year if replacement year > 0 and y >= replacement year; otherwise Age = y - 1 |  | Age: years. Battery replacement year: Assumptions and Catalog!C19. A replacement resets age to zero once. |  |  | Resets capacity degradation in the replacement year. Scenarios monthly column R. The annual model applies fresh capacity for that year and books replacement cost at year-end.
Capacity available for cycling | C_cycle = C_usable × (1 - reserve fraction) × (1 - d_batt)^Age |  | C_cycle: stored kWh per modeled daily cycle. Reserve: Scenarios row 44. d_batt: Assumptions and Catalog!C23. |  |  | Excludes reserved energy and accounts for battery capacity degradation. Scenarios monthly column P.
Combined system battery delivery | E_dis = MIN(night load × n, C_cycle × eta_dis × n, (E_PV - E_direct) × eta_ch × eta_dis, P_ch × h_PV × eta_ch × eta_dis × n, P_dis × (24 - h_day) × n) |  | E_dis: AC kWh/month. eta_ch / eta_dis: C11 / C12. h_PV: PV charge window C14, hours/day. h_day: daylight hours C13. P_ch / P_dis: kW. C_cycle: stored kWh. |  |  | Uses the smallest of night demand, usable storage, solar surplus, charging-power and discharging-power limits. Scenarios!I661:I900.
Battery-only grid-cycle delivery | E_dis = n × MIN(daily target, E_day, C_cycle × eta_dis, P_dis × (24 - h_grid), P_ch × h_grid × eta_ch × eta_dis) in Grid cycle mode; otherwise 0 |  | Daily target: Scenarios!D46, AC kWh/day. h_grid: Assumptions and Catalog!C15, hours/day. Other symbols are defined above. |  |  | Limits grid-charged battery cycling. Backup mode does not perform a daily cycle. Solar-only delivery is always 0. Scenarios!I411:I650 and I161:I400.
Charging energy | E_charge = E_dis / (eta_ch × eta_dis) |  | E_charge: AC kWh/month required to deliver E_dis. eta_ch and eta_dis: charging and discharging efficiencies. |  |  | Includes both losses and charges only enough to support modeled discharge. Scenarios monthly column H.
Unused solar | E_surplus = MAX(E_PV - E_direct - E_charge, 0) for solar scenarios; battery-only excludes grid charging from this subtraction |  | All energies: kWh/month. E_charge is solar charging only for the combined system. |  |  | Identifies solar energy not used onsite. It earns no export income in this model. Scenarios monthly column J.
Battery conversion losses | E_loss = E_charge - E_dis |  | E_loss: kWh/month. Charge and discharge are measured at the AC boundaries. |  |  | Quantifies energy lost in storage conversion. Scenarios monthly column K.
Auxiliary energy | E_aux = auxiliary kWh/day × n when a battery is installed; otherwise 0 |  | Auxiliary consumption: Assumptions and Catalog!C26. Solar-only always uses 0. |  |  | Adds battery standby/auxiliary energy to grid demand. Embedded in monthly columns L and S.
Grid import | E_grid = E_day × n - E_direct - E_dis + grid charging + E_aux |  | Grid charging = E_charge for battery-only, otherwise 0. E_grid: kWh/month. |  |  | Finds purchased electricity after onsite supply and storage losses. Scenarios monthly column L. Grid cycling under a flat tariff does not create cheap energy.
Energy balance check | Balance = E_PV + E_grid - E_day × n - E_surplus - E_loss - E_aux |  | All quantities: kWh/month. A consistent energy balance is zero, apart from floating-point rounding. |  |  | Checks that energy is neither created nor omitted. Scenarios monthly column S.
Monthly baseline bill | Bill_base = B(E_day × n) × (1 + g_tariff)^(y - 1) |  | B(E): chosen price function defined in section 1. g_tariff: annual tariff and fee growth, Assumptions and Catalog!C8. |  |  | Values the no-system monthly grid supply using the same pricing basis. Scenarios monthly column M.
Monthly system bill and savings | Bill_system = B(E_grid) × (1 + g_tariff)^(y - 1). Saving = Bill_base - Bill_system |  | Bills and saving: EGP/month. Growth multiplies the entire calculated bill, including fees. |  |  | Measures avoided electricity cost before maintenance and replacement. Scenarios monthly columns N and O.
PV-only comparator bill | Bill_PV_comparator = B(E_day × n - E_direct) × (1 + g_tariff)^(y - 1) |  | Same PV size and direct-use estimate as the respective configuration, without battery cycling or battery auxiliaries. |  |  | Separates the incremental value of adding storage to the combined system's PV. Scenarios monthly column Q.
Year-one energy and bill summaries | PV generation = SUM(first 12 monthly PV values). Baseline bill, system bill and bill savings = their respective first-year monthly sums |  | Energy: kWh/year. Bills: EGP/year. Baseline is shared because all scenarios serve the same load. |  |  | Presents comparable first-year totals. Scenarios!C12:E15. System bill and savings are gated by configuration validity.
4. Backup capability
Reserved stored energy | C_reserve = C_usable × reserve fraction |  | C_reserve: internal kWh. Reserve fraction: Scenarios!C44:E44. This is year-one usable capacity. |  |  | Identifies storage withheld from normal cycling. Scenarios!C67:E67.
Full-charge and reserved backup energy | E_full = C_usable × eta_dis; E_reserved = C_reserve × eta_dis. Both are 0 when backup is unsupported. |  | E_full and E_reserved: AC kWh. eta_dis: Assumptions and Catalog!C12. |  |  | Shows year-one energy available from full charge and from the reserve. Scenarios!C68:E68 and C20:E20, C23:E23. Actual state of charge at an outage is not guaranteed.
Backup power | P_backup = P_dis when backup is supported; otherwise 0 |  | P_backup: kW. P_dis: combined inverter/battery discharge limit. |  |  | Checks whether the critical load fits the system's modeled power capability. Scenarios!C69:E69 and C21:E21. Starting current and phase constraints are not modeled.
Full-charge backup duration | Hours = E_full / P_critical, only for a valid configuration with backup, known critical load and P_critical <= P_backup |  | E_full: AC kWh. P_critical: Inputs!C21, kW. Unknown load gives Load unknown; excess load gives a power-limit message. |  |  | Estimates how long a constant critical load can run from full charge. Scenarios!C22:E22. It is not a guaranteed outage runtime.
5. Annual cash flows, NPV and payback
Initial cash flow | CF_0 = -CAPEX |  | CF_0: EGP at time zero. CAPEX: upfront system investment. It is not discounted. |  |  | Recognizes the cash paid today before annual savings begin. Scenarios!C78:N78 initialize net, discounted and cumulative series.
Annual gross savings | Saving_y = SUM(monthly bill savings where study year = y) |  | Saving_y: EGP/year. SUMIFS selects the 12 months for each scenario. Annual baseline uses the same grouping of baseline bills. |  |  | Aggregates bill savings into annual cash flows. Embedded in Scenarios!C79:C98, G79:G98 and K79:K98. Baseline: B79:B98.
Replacement cost | R_y = battery cost × battery replacement factor if y = battery replacement year > 0, plus inverter cost × inverter replacement factor if y = inverter replacement year > 0 |  | Costs: original component EGP before BOS. Factors: Assumptions and Catalog!C20 and C22. Years: C19 and C21. Each component is replaced at most once. |  |  | Books component replacement in its selected year. A year of 0 disables replacement. Embedded in annual net cash-flow formulas.
Annual net cash flow | CF_y = Saving_y - (OM_1 + R_y) × (1 + g_cost)^(y - 1), for y <= N; otherwise 0 |  | OM_1: first-year maintenance, EGP. R_y: replacement at base prices. g_cost: C9. N: study horizon C6. Annual cash flows occur at year-end. |  |  | Combines savings, maintenance and replacement into the investment cash flow. Scenarios annual columns C, G and K; year-one summary row 16.
Discounted annual cash flow | DCF_y = CF_y / (1 + r)^y |  | DCF_y: present-value EGP. r: nominal annual discount rate, Assumptions and Catalog!C7. y: year-end timing. |  |  | Converts future net cash flows to their equivalent value today. Scenarios annual columns D, H and L.
Net present value (NPV) | NPV = -CAPEX + SUM(CF_y / (1 + r)^y), y = 1 to N |  | NPV: EGP today. N: study years. r: discount rate. CF_y: annual net cash flow. Excel implementation sums the discounted column including year zero. |  |  | Compares the project with no investment, whose NPV is zero. Positive NPV exceeds the assumed required return. Scenarios!C17:E17.
Cumulative cash flows | Cum_y = Cum_(y-1) + CF_y. DCum_y = DCum_(y-1) + DCF_y. Both start at -CAPEX. |  | Cum: undiscounted EGP. DCum: discounted EGP. Starting balance is year zero. |  |  | Tracks unrecovered investment and identifies payback crossings. Scenarios annual columns E/F, I/J and M/N.
Simple payback | At first crossing: PB = (y - 1) - Cum_(y-1) / CF_y |  | Crossing requires Cum_y >= 0, Cum_(y-1) < 0, CF_y > 0 and y <= N. Otherwise that year receives helper value 999. MIN selects the first crossing; all 999 means Not reached. |  |  | Estimates years to recover investment without discounting. Uses varying annual cash flows, not simply CAPEX / year-one saving. Scenarios!P79:P98, R79:R98, T79:T98; summary row 18.
Discounted payback | At first crossing: DPB = (y - 1) - DCum_(y-1) / DCF_y |  | Crossing and sentinel logic are the same as simple payback, using discounted balances and cash flows. |  |  | Estimates recovery after allowing for the time value of money. Scenarios!Q79:Q98, S79:S98, U79:U98; summary row 19. Fractions interpolate within the crossing year. Later replacement can reduce the balance again.
Incremental battery saving | Delta saving = SUM(first-year PV comparator bills) - SUM(first-year combined-system bills) |  | Both cases use the same PV and hybrid inverter. Delta saving: EGP/year before maintenance or replacement. |  |  | Isolates the first-year bill effect of storage rather than comparing systems with different PV sizes. Scenarios!E31 = SUM(Q661:Q672) - SUM(N661:N672).
Incremental battery cost | Delta CAPEX = combined battery cost × (1 + BOS rate) |  | Battery cost: Scenarios!E61. BOS rate: Assumptions and Catalog!C17. EGP upfront. |  |  | The comparator already has the same hybrid inverter, so this formula includes no inverter upgrade difference, despite the existing broader row label. Scenarios!E32.
System role classification | If first-year bill saving > 0: Bill savings, plus backup when P_backup > 0. Otherwise: Backup without savings when P_backup > 0, else No proven savings. |  | Uses bill savings before maintenance and backup power, after configuration validity. It does not use NPV to assign the role. |  |  | Distinguishes the system's energy/backup role from its investment attractiveness. Scenarios!C24:E24.
Financial classification | NPV > 0: positive. NPV = 0: discounted break-even. NPV < 0: negative. Invalid configuration: invalid result. |  | NPV uses the selected horizon, discount rate, tariff, costs and replacement assumptions. |  |  | Summarizes financial performance separately from bill savings and backup. Scenarios!C25:E25.
Scope and exclusions | Three manually selected configurations. No automatic sizing or optimization equation is used. |  | No financing, tax, subsidy, salvage value, outage valuation or export revenue. Constant daily load and seasonal monthly PV. Battery dispatch remains approximate. |  |  | Defines what the equations cover. The reference documents the existing model; it does not introduce additional economic benefits or a new optimization algorithm.

## Scenarios
AVESTA — Scenario Comparison | [20 empty] | El Mo3alem - eight source scenarios | [9 empty] | Shared assumptions and reproduction notes
Three manually selected configurations. Financial results are indicative; no automatic size optimization. | [20 empty] | STATIC SNAPSHOTS - captured 22 Oct 2026. These results do not update automatically. Re-run and verify each scenario after changing any recorded input or assumption.
[21 empty] | Scenario |  | Scenario 1 | Scenario 2 | Scenario 3 | Scenario 4 | Scenario 5 | Scenario 6 | Scenario 7 | Scenario 8 | Capture date | 2026-10-22
Metric | Unit | Solar only | Battery only | Solar and battery | [16 empty] | Source design |  | 25 kW solar only | 10 kWh battery | 10 m2 + 10 kWh | 25 m2 + 10 kWh | 50 m2 + 20 kWh | 10 m2 + 30 kWh | 50 m2 + 50 kWh | 10 m2 + 50 kWh | Recalculation engine | LibreOffice; every case recalculated before capture
Configuration status |  | Valid with warnings - see checks | Valid with warnings - see checks | Valid with warnings - see checks | [16 empty] | Model column |  | Solar only | Battery only | Solar and battery | Solar and battery | Solar and battery | Solar and battery | Solar and battery | Solar and battery | Consumption source | Verified receipt: 2,421 kWh and EGP 8,279. August 2026.
PV capacity | kWp | 8.8 | 0 | 11 |  |  | Equipment and quantities — edit yellow cells | [13 empty] | Implemented scope |  | PV self-use; no export | Backup only | PV self-use + backup | PV self-use + backup | PV self-use + backup | Partial: PV + backup | Partial: PV + backup | Partial: PV + backup | Billing interval | 30-day planning assumption; actual interval unconfirmed
Nominal battery capacity | kWh | 0 | 16 | 16 |  |  | Setting | Unit | Solar only | Battery only | Solar and battery | [9 empty] | Design status |  | Roof / hardware unverified | Backup overload (3 < 4 kW) | Roof conflict | Roof conflict | Roof conflict | Roof conflict; scope incomplete | Roof conflict; scope incomplete | Roof conflict; scope incomplete | Forecast calendar start | 2027
Inverter capacity | kW | 10 | 5 | 12 |  |  | Panel model |  | PV550 | PV550 | PV550 | [9 empty] | Manager document location |  | PART 3 / SCENARIO 1 | PART 3 / SCENARIO 2 | PART 3 / SCENARIO 3 | PART 3 / SCENARIO 4 | PART 3 / SCENARIO 5 | PART 3 / SCENARIO 6 | PART 3 / SCENARIO 7 | PART 3 / SCENARIO 8 | Study period (years) | 10
Required roof area | m² | 62.4 | 0 | 78 |  |  | Panel quantity |  | 16 | 0 | 20 | [9 empty] | Recorded inputs and equipment | [9 empty] | Discount rate | 10%
Initial investment | EGP | 143440 | 273064 | 416064 |  |  | Battery model |  | BAT16 | BAT16 | BAT16 | [9 empty] | Input mode |  | Bill and consumption | Bill and consumption | Bill and consumption | Bill and consumption | Bill and consumption | Bill and consumption | Bill and consumption | Bill and consumption | Tariff escalation | 0%
Year 1 solar generation | kWh | 16001.656 | 0 | 20002.07 |  |  | Battery unit quantity |  | 0 | 1 | 1 | [9 empty] | Measured monthly consumption | kWh | 2421 | 2421 | 2421 | 2421 | 2421 | 2421 | 2421 | 2421 | Cost escalation | 0%
Year 1 baseline bill | EGP | 83544.51 | 83544.51 | 83544.51 |  |  | Inverter model |  | GRID10 | HYB5 | HYB12 | [9 empty] | Recorded monthly payment | EGP | 8279 | 8279 | 8279 | 8279 | 8279 | 8279 | 8279 | 8279 | PV degradation per year | 0.5%
Year 1 bill after installation | EGP | 42587.2643 | 83544.51 | 31310.4203 |  |  | Reserved share of usable capacity | % | 20% | 100% | 20% | [9 empty] | Billing period (planning assumption) | days | 30 | 30 | 30 | 30 | 30 | 30 | 30 | 30 | Charge efficiency | 97.5%
Year 1 bill savings | EGP | 40957.2457 | 0 | 52234.0897 |  |  | Battery-only operating mode |  | Backup | Backup | Backup | [9 empty] | Tariff type |  | Commercial | Commercial | Commercial | Commercial | Commercial | Commercial | Commercial | Commercial | Discharge efficiency | 97.5%
Year 1 savings after maintenance | EGP | 39522.8457 | -2730.64 | 48073.4497 |  |  | Grid-charged delivery limit | kWh/day | 8 | 8 | 8 | [9 empty] | Pricing basis |  | Official reference tariff | Official reference tariff | Official reference tariff | Official reference tariff | Official reference tariff | Official reference tariff | Official reference tariff | Official reference tariff | Combined round-trip efficiency | 95.06%
NPV over study period | EGP | 98257.8684 | -289842.6007 | -125124.2707 | [16 empty] | Load distribution mode |  | Constant load | Constant load | Constant load | Constant load | Constant load | Constant load | Constant load | Constant load | Daylight hours | 12
Simple payback | years | 3.633 | Not reached | 8.796 |  |  | Unused fields: battery for solar-only and PV for battery-only. Grid-cycle mode applies only to the battery-only column. | [13 empty] | Daytime energy share | % | 50% | 50% | 50% | 50% | 50% | 50% | 50% | 50% | Day / night energy split | 50% / 50%; constant-load assumption, not measured
Discounted payback | years | 4.7501 | Not reached | Not reached | [16 empty] | Roof input mode |  | Unspecified | Unspecified | Specified | Specified | Specified | Specified | Specified | Specified | PV charging window (hours) | 6
Full-charge backup energy | kWh AC | 0 | 12.48 | 12.48 |  |  | Live checks |  | Solar only | Battery only | Solar and battery | [9 empty] | Available roof area | m2 | Unspecified | Unspecified | 10 | 25 | 50 | 10 | 50 | 10 | Grid charging window (hours) | 8
Maximum backup power | kW | 0 | 5 | 8 |  |  | Errors |  | 0 | 0 | 0 | [9 empty] | Critical-load basis |  | Manager estimate; not measured | Manager estimate; not measured | Manager estimate; not measured | Manager estimate; not measured | Manager estimate; not measured | Manager estimate; not measured | Manager estimate; not measured | Manager estimate; not measured | Installation area multiplier | 1.5
Backup hours from full charge | hours | Not available | Load unknown | Load unknown |  |  | Warnings |  | 1 | 1 | 2 | [9 empty] | Critical load used for backup check | kW | 4 | 4 | 4 | 4 | 4 | 4 | 4 | 4 | Annual maintenance / initial investment | 1%
Reserved backup energy | kWh AC | 0 | 12.48 | 2.496 |  |  | Details |  | Open checks | Open checks | Open checks | [9 empty] | Panel model slot |  | PV550 | PV670 | PV670 | PV670 | PV670 | PV670 | PV670 | PV670 | Battery replacement year | 11
System role |  | Bill savings | Backup capability, no bill savings | Bill savings + backup capability | [16 empty] | Panel rated power | Wp | 550 | 670 | 670 | 670 | 670 | 670 | 670 | 670 | Battery replacement cost fraction | 100%
Financial outcome |  | Positive NPV under assumptions | Negative NPV under assumptions | Negative NPV under assumptions | [16 empty] | Panel quantity | units | 46 | 0 | 3 | 7 | 15 | 3 | 15 | 3 | Inverter replacement year | 12
Roof area status |  | Roof fit not verified | Roof fit not verified | Roof fit not verified | [16 empty] | Battery unit model / capacity |  | BAT10 / 10 kWh | BAT10 / 10 kWh | BAT10 / 10 kWh | BAT10 / 10 kWh | BAT10 / 10 kWh | BAT10 / 10 kWh | BAT10 / 10 kWh | BAT10 / 10 kWh | Inverter replacement cost fraction | 100%
[21 empty] | Battery unit quantity | units | 0 | 1 | 1 | 1 | 2 | 3 | 5 | 5 | Battery capacity degradation per year | 2%
Full-charge backup is not guaranteed at outage time. Motor surge, load phase balance and site checks are not modeled. | [20 empty] | Temporary inverter catalog slot |  | GRID10 (25 kW test) | HYB5 (3 kW test) | HYB5 (3 kW test) | HYB5 (5 kW test) | HYB5 (10 kW test) | HYB5 (5 kW test) | HYB5 (10 kW test) | HYB5 (5 kW test) | Battery auxiliary use (kWh/day) | 0
NPV excludes financing, taxes and outage value. The no-investment baseline has NPV = 0. | [20 empty] | Inverter AC rating | kW | 25 | 3 | 3 | 5 | 10 | 5 | 10 | 5 | Cairo yield (kWh/kWp/day) | 4.98
[21 empty] | Inverter PV limit (assumed 1.3 x AC) | kWp | 32.5 | 3.9 | 3.9 | 6.5 | 13 | 6.5 | 13 | 6.5 | PV550 area (m2/panel) | 2.6
Battery savings vs matched PV | EGP/year |  |  | 10701.8347 | [16 empty] | Effective battery charge power | kW | 0 | 3 | 3 | 5 | 10 | 5 | 10 | 5 | PV670 area (m2/panel) | 2.7
Incremental battery investment | EGP |  |  | 240064 | [16 empty] | Effective battery discharge power | kW | 0 | 3 | 3 | 5 | 10 | 5 | 10 | 5 | Battery usable fraction | 80%
Incremental comparison uses the same PV and hybrid inverter without a battery; no cheaper inverter alternative is assumed. | [20 empty] | Reserved share of usable capacity | % | 20% | 100% | 20% | 20% | 20% | 20% | 20% | 20% | BAT10 charge/discharge limit (kW/unit) | 5
[21 empty] | Battery-only operating mode |  | Backup | Backup | Backup | Backup | Backup | Backup | Backup | Backup | Battery compatibility group | LV; assumed, not manufacturer verified
Open monthly solar production and bill savings | [20 empty] | Grid-cycle delivery setting (inactive) | kWh/day | 8 | 8 | 8 | 8 | 8 | 8 | 8 | 8 | Inverter PV limit assumption | 1.3 x AC rating; same ratio as existing catalog
Experimental copy: monthly seasonality enabled. Battery dispatch is still a monthly approximation. | [20 empty] | Panel unit cost from source | EGP | 4260.8696 | Not used | 5766.6667 | 4690 | 4690 | 10766.6667 | 4690 | 5833.3333 | Inverter charge power assumption | Equal to AC rating, capped by battery power
[21 empty] | Battery unit cost from source | EGP | 115000 | 115000 | 115000 | 115000 | 115000 | 115000 | 115000 | 115000 | Critical load | 4 kW from manager estimate; not measured
[21 empty] | Inverter cost from source | EGP | 140000 | 30000 | 30000 | 50000 | 100000 | 50000 | 100000 | 50000 | Backup interpretation | Full charge is conditional, not guaranteed at outage time
[21 empty] | Declared source capital total | EGP | 413500 | 172500 | 197300 | 247000 | 467500 | 454800 | 812850 | 662500 | Backup outage energy | Outage events and recharge losses are not scheduled
[21 empty] | BOS fraction reconciling source total | % | 23.07% | 18.97% | 21.57% | 24.85% | 16.77% | 6.436% | 9.056% | 3.113% | Source cost basis | Declared scenario total retained. Component range midpoints used.
[21 empty] | Source installation midpoint | EGP | 77500 | 27500 | 35000 | 50000 | 67500 | 27500 | 67500 | 20000 | BOS override | (Declared capital total - equipment cost) / equipment cost
[21 empty] | Installation used (total less equipment) | EGP | 77500 | 27500 | 35000 | 49170 | 67150 | 27500 | 67500 | 20000 | Capital reconciliation | S4: -830 EGP; S5: -350 EGP vs component midpoints
[21 empty] | Sum of source component midpoints | EGP | 413500 | 172500 | 197300 | 247830 | 467850 | 454800 | 812850 | 662500 | Temporary catalog slots | Run-specific values restored after all snapshots
[21 empty] | Declared total less component sum | EGP | 0 | 0 | 0 | -830 | -350 | 0 | 0 | 0 | Source solar assumption | Manager uses 5.4 x 0.80 = 4.32. Workbook keeps 4.98.
[21 empty] | Costs use manager component midpoints and the declared capital total. Installation is the residual needed to reconcile that total; this is not a supplier quotation. Temporary catalog changes are recorded above and restored in the live model. | [9 empty] | Source financial assumption | Manager cash flows escalate; workbook retains zero escalation and 1% maintenance.
[21 empty] | Copied scenario outputs - original row order | [9 empty] | Tariff status | Workbook reference tariff; current applicability not verified
[21 empty] | PV capacity | kWp | 25.3 | 0 | 2.01 | 4.69 | 10.05 | 2.01 | 10.05 | 2.01 | Paid average rate | 8279 / 2421 = 3.4196613 EGP/kWh; not used as the tariff
[21 empty] | Nominal battery capacity | kWh | 0 | 10 | 10 | 10 | 20 | 30 | 50 | 50 | Annual baseline interpretation | 80.7 kWh/day x calendar days; not monthly bill x 12
[21 empty] | Inverter capacity | kW | 25 | 3 | 3 | 5 | 10 | 5 | 10 | 5 | Exports / peak / outage income | No export revenue, TOU benefit, demand-charge saving or outage value
Sizing and cost details | [20 empty] | Required roof area | m² | 179.4 | 0 | 12.15 | 28.35 | 60.75 | 12.15 | 60.75 | 12.15 | Scenario 1 limitation | 46 x 550 W = 25.3 kWp. AC 25 kW assumed; hourly clipping not modeled.
Installed PV (kWp) |  | 8.8 | 0 | 11 | [16 empty] | Initial investment | EGP | 413500 | 172500 | 197300 | 247000 | 467500 | 454800 | 812850 | 662500 | Source-result comparison | Source figures are context, not expected test results. Assumptions differ.
Nominal battery capacity (kWh) |  | 0 | 16 | 16 | [16 empty] | Year 1 solar generation | kWh | 45987.81 | 0 | 3653.577 | 8525.013 | 18267.885 | 3653.577 | 18267.885 | 3653.577 | Snapshot refresh | Re-enter recorded values, recalculate, verify, then replace that column with values.
Inverter AC rating (kW) |  | 10 | 5 | 12 | [16 empty] | Year 1 baseline bill | EGP | 83544.51 | 83544.51 | 83544.51 | 83544.51 | 83544.51 | 83544.51 | 83544.51 | 83544.51 | Restore status | Original live inputs, assumptions, catalogs and formulas restored.
Inverter PV limit (kWp) |  | 13 | 6.5 | 15.6 | [16 empty] | Year 1 bill after installation | EGP | 42012.255 | 83544.51 | Invalid | Invalid | Invalid | Invalid | Invalid | Invalid
Usable internal capacity (kWh) |  | 0 | 12.8 | 12.8 | [16 empty] | Year 1 bill savings | EGP | 41532.255 | 0 | Invalid | Invalid | Invalid | Invalid | Invalid | Invalid | Source documents
Battery charge limit (AC kW) |  | 0 | 5 | 8 | [16 empty] | Year 1 savings after maintenance | EGP | 37397.255 | -1725 | Invalid | Invalid | Invalid | Invalid | Invalid | Invalid | Manager: PV + Battery Storage System for a Juice Shop in Egypt V1 -Mohamed Ismail.docx. Part 3, Scenarios 1-8; Part 4 comparison. User annotations are questions, not revised scenario specifications.
Battery discharge limit (AC kW) |  | 0 | 5 | 8 | [16 empty] | NPV over study period | EGP | -183507.9186 | -183099.3783 | Invalid | Invalid | Invalid | Invalid | Invalid | Invalid
Backup supported 1/0 |  | 0 | 1 | 1 | [16 empty] | Simple payback | years | Not reached | Not reached | Invalid | Invalid | Invalid | Invalid | Invalid | Invalid
Required area (m2) |  | 62.4 | 0 | 78 | [16 empty] | Discounted payback | years | Not reached | Not reached | Invalid | Invalid | Invalid | Invalid | Invalid | Invalid | Receipt baseline: AVESTA Egypt El Mo3alem Shop BESS Report.docx. Verified receipt figures; 2,421 kWh and EGP 8,279. Critical load is a separate manager estimate.
PV panel cost (EGP) |  | 70400 | 0 | 88000 | [16 empty] | Full-charge backup energy | kWh AC | 0 | 7.8 | 7.8 | 7.8 | 15.6 | 23.4 | 39 | 39
Battery cost (EGP) |  | 0 | 218240 | 218240 | [16 empty] | Maximum backup power | kW | 0 | 3 | 3 | 5 | 10 | 5 | 10 | 5
Inverter cost (EGP) |  | 60000 | 30000 | 72000 | [16 empty] | Backup hours from full charge | hours | Not available | Load exceeds power limit | Invalid | Invalid | Invalid | Invalid | Invalid | Invalid | Repository: github.com/boodyelkady1998-sudo/avesta-bess-sizing-tool. Manager source: equations-presentation branch. Workbook baseline: excel-sheet-branch.
Installation and BOS (EGP) |  | 13040 | 24824 | 37824 | [16 empty] | Reserved backup energy | kWh AC | 0 | 7.8 | 1.56 | 1.56 | 3.12 | 4.68 | 7.8 | 7.8
Total investment (EGP) |  | 143440 | 273064 | 416064 | [16 empty] | System role |  | Bill savings | Backup capability, no bill savings | Invalid | Invalid | Invalid | Invalid | Invalid | Invalid
Model validity 1/0 |  | 1 | 1 | 1 | [16 empty] | Financial outcome |  | Negative NPV under assumptions | Negative NPV under assumptions | Invalid | Invalid | Invalid | Invalid | Invalid | Invalid | Baseline native recalculation matched every original value with no formula errors. No business formula changes were required for these tests. Model limitations were retained, not hidden.
Compatibility status |  | Compatible under assumptions | Compatible under assumptions | Compatible under assumptions | [16 empty] | Roof area status |  | Roof fit not verified | Roof fit not verified | Exceeds available area | Exceeds available area | Exceeds available area | Exceeds available area | Exceeds available area | Exceeds available area
Reserved internal energy (kWh) |  | 0 | 12.8 | 2.56 | [16 empty] | Year-1 energy detail - diagnostic where roof is invalid
Full-charge backup (kWh AC) |  | 0 | 12.48 | 12.48 | [16 empty] | Direct solar use | kWh/year | 14727.75 | 0 | 3653.577 | 8525.013 | 14727.75 | 3653.577 | 14727.75 | 3653.577 | Boundary tests - original live model
Backup power (kW) |  | 0 | 5 | 8 | [16 empty] | Solar energy sent to battery (AC input) | kWh/year | 0 | 0 | 0 | 0 | 3540.135 | 0 | 3540.135 | 0
Year 1 maintenance (EGP) |  | 1434.4 | 2730.64 | 4160.64 | [16 empty] | Battery delivery to loads (AC output) | kWh/year | 0 | 0 | 0 | 0 | 3365.3408 | 0 | 3365.3408 | 0 | Zero solar | PASS: no solar production or bill savings
[21 empty] | Battery conversion losses | kWh/year | 0 | 0 | 0 | 0 | 174.7942 | 0 | 174.7942 | 0
[21 empty] | Unused solar energy; no export income | kWh/year | 31260.06 | 0 | 0 | 0 | 0 | 0 | 0 | 0 | Zero battery | PASS: zero battery capacity, backup and incremental storage savings
[21 empty] | Grid energy purchased | kWh/year | 14727.75 | 29455.5 | 25801.923 | 20930.487 | 11362.4092 | 25801.923 | 11362.4092 | 25801.923
[21 empty] | Daytime demand | kWh/year | 14727.75 | 14727.75 | 14727.75 | 14727.75 | 14727.75 | 14727.75 | 14727.75 | 14727.75 | Night-only demand | PASS: solar-only bill savings equal zero
Annual cash flows — year-end timing | [20 empty] | Nighttime demand | kWh/year | 14727.75 | 14727.75 | 14727.75 | 14727.75 | 14727.75 | 14727.75 | 14727.75 | 14727.75
[21 empty] | Battery savings vs same PV without storage | EGP/year | 0 | 0 | 5.457e-12 | 0 | 10958.3816 | 5.457e-12 | 10958.3816 | 5.457e-12 | Grid cycle at one tariff | PASS: charging losses increase the bill
Year | Baseline EGP | Solar net cash flow | Discounted solar cash flow | Solar cumulative CF | Cumulative discounted CF | Battery net cash flow | Discounted battery cash flow | Battery cumulative CF | Cumulative discounted CF | Combined net cash flow | Discounted combined cash flow | Combined cumulative CF | Cumulative discounted CF |  | C Payback | C Discounted | D Payback | D Discounted | E Payback | E Discounted | Conditional financial diagnostics - NOT a feasibility approval
0 | 0 | -143440 | -143440 | -143440 | -143440 | -273064 | -273064 | -273064 | -273064 | -416064 | -416064 | -416064 | -416064 | [7 empty] | Conditional year-1 net savings | EGP | 37397.255 | -1725 | 8330.0871 | 21570.5367 | 47815.6366 | 5755.0871 | 44362.1366 | 3678.0871 | Insufficient roof | PASS: validity gate blocks financial results
1 | 83544.51 | 39522.8457 | 35929.8597 | -103917.1543 | -107510.1403 | -2730.64 | -2482.4 | -275794.64 | -275546.4 | 48073.4497 | 43703.1361 | -367990.5503 | -372360.8639 |  | 999 | 999 | 999 | 999 | 999 | 999 | Conditional 10-year NPV | EGP | -183507.9186 | -183099.3783 | -147231.1663 | -117062.2634 | -180958.3177 | -420553.4266 | -547528.5802 | -641015.6925
2 | 83772.084 | 39587.1657 | 32716.6659 | -64329.9885 | -74793.4743 | -2730.64 | -2256.7273 | -278525.28 | -277803.1273 | 48003.7702 | 39672.5374 | -319986.7801 | -332688.3265 |  | 999 | 999 | 999 | 999 | 999 | 999 | Conditional simple payback | years | Not reached | Not reached | Not reached | Not reached | Not reached | Not reached | Not reached | Not reached | Critical-load overload | PASS: backup hours blocked by inverter power
3 | 83544.51 | 39418.5103 | 29615.7102 | -24911.4782 | -45177.7641 | -2730.64 | -2051.5702 | -281255.92 | -279854.6975 | 47651.385 | 35801.1908 | -272335.3951 | -296887.1357 |  | 999 | 999 | 999 | 999 | 999 | 999 | Conditional discounted payback | years | Not reached | Not reached | Not reached | Not reached | Not reached | Not reached | Not reached | Not reached
4 | 83544.51 | 39353.6348 | 26879.0621 | 14442.1566 | -18298.702 | -2730.64 | -1865.0639 | -283986.56 | -281719.7614 | 47444.8377 | 32405.4625 | -224890.5575 | -264481.6732 |  | 3.633 | 999 | 999 | 999 | 999 | 999 | Conditional diagnostics are arithmetic only: they do not override roof failures, verify equipment, or include the missing TOU/peak benefits in Scenarios 6-8.
5 | 83544.51 | 39289.0837 | 24395.4299 | 53731.2403 | 6096.7278 | -2730.64 | -1695.5126 | -286717.2 | -283415.274 | 47241.2753 | 29333.1152 | -177649.2822 | -235148.5581 |  | 999 | 4.7501 | 999 | 999 | 999 | 999 | Verification and limitations | [9 empty] | Run reproduction: apply the recorded Inputs settings, equipment quantities and temporary catalog prices/ratings. Use the recorded BOS fraction. Recalculate and compare to the independent-check rows before replacing snapshot values. Restore original settings afterwards.
6 | 83772.084 | 39336.7454 | 22204.5673 | 93067.9857 | 28301.2951 | -2730.64 | -1541.3751 | -289447.84 | -284956.6491 | 47180.7969 | 26632.3298 | -130468.4853 | -208516.2282 |  | 999 | 999 | 999 | 999 | 999 | 999 | Independent comparison checks | count | 2920 | 2920 | 2920 | 2920 | 2920 | 2920 | 2920 | 2920
7 | 83544.51 | 39160.9482 | 20095.7585 | 132228.9339 | 48397.0536 | -2730.64 | -1401.2501 | -292178.48 | -286357.8992 | 46842.8905 | 24037.8096 | -83625.5947 | -184478.4187 |  | 999 | 999 | 999 | 999 | 999 | 999 | Largest numeric difference | mixed units | 4.3656e-10 | 4.3656e-10 | 2.9104e-11 | 8.7311e-11 | 1.1642e-10 | 6.3665e-12 | 1.1642e-10 | 6.3665e-12
8 | 83544.51 | 39097.3605 | 18239.2072 | 171326.2944 | 66636.2608 | -2730.64 | -1273.8637 | -294909.12 | -287631.7629 | 46647.9633 | 21761.6192 | -36977.6314 | -162716.7995 |  | 999 | 999 | 999 | 999 | 999 | 999 | Native formula errors | count | 0 | 0 | 0 | 0 | 0 | 0 | 0 | 0
9 | 83544.51 | 39034.0908 | 16554.2649 | 210360.3852 | 83190.5257 | -2730.64 | -1158.0579 | -297639.76 | -288789.8208 | 46455.8114 | 19701.799 | 9478.18 | -143015.0005 |  | 999 | 999 | 999 | 999 | 8.796 | 999 | Roof validation |  | Roof fit not verified | Roof fit not verified | Exceeds available area | Exceeds available area | Exceeds available area | Exceeds available area | Exceeds available area | Exceeds available area
10 | 83772.084 | 39080.8063 | 15067.3426 | 249441.1915 | 98257.8684 | -2730.64 | -1052.7799 | -300370.4 | -289842.6007 | 46403.9454 | 17890.7298 | 55882.1255 | -125124.2707 |  | 999 | 999 | 999 | 999 | 999 | 999 | Maximum monthly energy residual | kWh | 0 | 0 | 0 | 0 | 3.6948e-13 | 0 | 3.6948e-13 | 0 | No outage schedule is available. Backup mode therefore includes no outage-cycle energy or recharging cost; zero auxiliary consumption is the existing assumption. Zero modeled battery-only bill savings is not a prediction of zero real-life standby losses.
11 | 0 | 0 | 0 | 249441.1915 | 98257.8684 | 0 | 0 | -300370.4 | -289842.6007 | 0 | 0 | 55882.1255 | -125124.2707 |  | 999 | 999 | 999 | 999 | 999 | 999 | 4 kW critical-load power check |  | No backup | FAIL: 3 kW < 4 kW | FAIL: 3 kW < 4 kW | Rating sufficient; hardware unverified | Rating sufficient; hardware unverified | Rating sufficient; hardware unverified | Rating sufficient; hardware unverified | Rating sufficient; hardware unverified
12 | 0 | 0 | 0 | 249441.1915 | 98257.8684 | 0 | 0 | -300370.4 | -289842.6007 | 0 | 0 | 55882.1255 | -125124.2707 |  | 999 | 999 | 999 | 999 | 999 | 999 | Arithmetic verification |  | PASS within model scope | PASS within model scope | PASS within model scope | PASS within model scope | PASS within model scope | PASS within model scope | PASS within model scope | PASS within model scope
13 | 0 | 0 | 0 | 249441.1915 | 98257.8684 | 0 | 0 | -300370.4 | -289842.6007 | 0 | 0 | 55882.1255 | -125124.2707 |  | 999 | 999 | 999 | 999 | 999 | 999 | Full scenario validation |  | Not a site feasibility approval | Critical backup requirement not met | FAIL: roof constraint | FAIL: roof constraint | FAIL: roof constraint | FAIL: roof; INCOMPLETE: TOU/peak | FAIL: roof; INCOMPLETE: TOU/peak | FAIL: roof; INCOMPLETE: TOU/peak
14 | 0 | 0 | 0 | 249441.1915 | 98257.8684 | 0 | 0 | -300370.4 | -289842.6007 | 0 | 0 | 55882.1255 | -125124.2707 |  | 999 | 999 | 999 | 999 | 999 | 999 | Scenario-specific findings
15 | 0 | 0 | 0 | 249441.1915 | 98257.8684 | 0 | 0 | -300370.4 | -289842.6007 | 0 | 0 | 55882.1255 | -125124.2707 |  | 999 | 999 | 999 | 999 | 999 | 999 | Source findings and scenario limitations |  | 46 x 550 W = 25.3 kWp, not 25 kWp. Grid inverter AC rating assumed 25 kW; verify hardware. Roof unspecified. No export income. | 3 kW inverter cannot supply the source 4 kW critical load. | Roof exceeds stated area under the unchanged 1.5 installation factor. Inverter 3 kW is below the assumed 4 kW critical load. | Roof exceeds stated area under the unchanged 1.5 installation factor. Declared capital total differs from component midpoints by -830 EGP; residual installation reconciles it. | Roof exceeds stated area under the unchanged 1.5 installation factor. Declared capital total differs from component midpoints by -350 EGP; residual installation reconciles it. | Roof exceeds stated area under the unchanged 1.5 installation factor. TOU/peak operation is not implemented; no such savings included. | Roof exceeds stated area under the unchanged 1.5 installation factor. TOU/peak operation is not implemented; no such savings included. | Roof exceeds stated area under the unchanged 1.5 installation factor. TOU/peak operation is not implemented; no such savings included. | The model aggregates daily energy into months. It does not prove hourly overlap of solar and load, motor starting capability, clipping, physical roof layout or manufacturer compatibility. Those limitations also apply when arithmetic checks pass.
16 | 0 | 0 | 0 | 249441.1915 | 98257.8684 | 0 | 0 | -300370.4 | -289842.6007 | 0 | 0 | 55882.1255 | -125124.2707 |  | 999 | 999 | 999 | 999 | 999 | 999
17 | 0 | 0 | 0 | 249441.1915 | 98257.8684 | 0 | 0 | -300370.4 | -289842.6007 | 0 | 0 | 55882.1255 | -125124.2707 |  | 999 | 999 | 999 | 999 | 999 | 999
18 | 0 | 0 | 0 | 249441.1915 | 98257.8684 | 0 | 0 | -300370.4 | -289842.6007 | 0 | 0 | 55882.1255 | -125124.2707 |  | 999 | 999 | 999 | 999 | 999 | 999
19 | 0 | 0 | 0 | 249441.1915 | 98257.8684 | 0 | 0 | -300370.4 | -289842.6007 | 0 | 0 | 55882.1255 | -125124.2707 |  | 999 | 999 | 999 | 999 | 999 | 999
20 | 0 | 0 | 0 | 249441.1915 | 98257.8684 | 0 | 0 | -300370.4 | -289842.6007 | 0 | 0 | 55882.1255 | -125124.2707 |  | 999 | 999 | 999 | 999 | 999 | 999
Manager reported results - different assumptions
[21 empty] | Manager reported annual savings | EGP | 132000 | 0 | 10716 | 24996 | 53436 | 14875 | 57700 | 14900
Payback is the first cumulative cash-flow crossing of zero. Fractional years are interpolated. Later replacement can reduce the balance. | [20 empty] | Manager reported 10-year NPV | EGP | 691632 | -210000 | -143300 | -94062 | -108832 | -407873 | -524119 | -649520
Grants, financing, taxes, residual value and outage value are excluded. A battery does not generate energy. | [20 empty] | Manager reported simple payback | years | 3.1 | Never | 18.4 | 10 | 8.4 | 30.6 | 14.1 | 44.5
Annual degradation; one replacement in the selected year. Full-charge backup figures relate to year 1. | [20 empty] | Manager figures are shown for context, not as expected test answers. Consumption, tariff basis, PV yield, escalation, maintenance and self-consumption assumptions differ.
[21 empty] | Conditional backup hours at 4 kW | hours | Not available | Power limit: cannot supply 4 kW | Power limit: cannot supply 4 kW | 1.95 | 3.9 | 5.85 | 9.75 | 9.75
Conditional backup assumes a full battery, a constant 4 kW critical load and sufficient inverter power. Roof failures remain unresolved. Available energy at an actual outage is not guaranteed.
Independent reconciliation of core results
[21 empty] | PV energy: independent expected | kWh | 45987.81 | 0 | 3653.577 | 8525.013 | 18267.885 | 3653.577 | 18267.885 | 3653.577
[21 empty] | PV energy: native spreadsheet | kWh | 45987.81 | 0 | 3653.577 | 8525.013 | 18267.885 | 3653.577 | 18267.885 | 3653.577
[21 empty] | PV energy: actual less expected | kWh | 0 | 0 | 0 | 1.819e-12 | -7.276e-12 | 0 | -7.276e-12 | 0
[21 empty] | Year-1 saving: independent expected | EGP | 41532.255 | 0 | 10303.0871 | 24040.5367 | 52490.6366 | 10303.0871 | 52490.6366 | 10303.0871
[21 empty] | Year-1 saving: native monthly total | EGP | 41532.255 | 0 | 10303.0871 | 24040.5367 | 52490.6366 | 10303.0871 | 52490.6366 | 10303.0871
[21 empty] | Year-1 saving: actual less expected | EGP | 0 | 0 | 0 | -3.638e-12 | 7.276e-12 | 0 | 7.276e-12 | 0
[21 empty] | NPV: independent expected | EGP | -183507.9186 | -183099.3783 | -147231.1663 | -117062.2634 | -180958.3177 | -420553.4266 | -547528.5802 | -641015.6925
[21 empty] | NPV: native cash-flow total | EGP | -183507.9186 | -183099.3783 | -147231.1663 | -117062.2634 | -180958.3177 | -420553.4266 | -547528.5802 | -641015.6925
[21 empty] | NPV: actual less expected | EGP | 5.8208e-11 | 0 | -2.9104e-11 | 8.7311e-11 | -1.1642e-10 | 0 | -1.1642e-10 | 0
[21 empty] | Numeric comparison tolerance | EGP / kWh | 0.01 | 0.01 | 0.01 | 0.01 | 0.01 | 0.01 | 0.01 | 0.01
[21 empty] | Energy-balance tolerance | kWh | 1e-07 | 1e-07 | 1e-07 | 1e-07 | 1e-07 | 1e-07 | 1e-07 | 1e-07
PASS means the existing equations matched an independent calculation within the stated model. It does not mean the design fits the roof, supplies all critical loads, or represents the full source operating scenario.
All eight runs were evaluated separately in the existing Solar only, Battery only or Solar and battery column. Each result was checked before the next run. Snapshots contain values only. The original live inputs, catalogs and assumptions were restored.
Solar only — monthly calculations
years | month | Days | Day load kWh/d | Night load kWh/d | PV kWh/mo | Direct use kWh/mo | Charge kWh/mo | Discharge kWh/mo | Unused PV kWh/mo | Losses kWh/mo | Grid imports kWh/mo | Baseline EGP | New bill EGP | Bill savings EGP | Operating capacity kWh | Matched PV-only bill (EGP) | Battery age | Balance check kWh
1 | 1 | 31 | 40.35 | 40.35 | 1155.44 | 1155.44 | 0 | 0 | 0 | 0 | 1346.26 | 7094.794 | 3836.4532 | 3258.3408 | 0 | 3836.4532 | 0 | 0
1 | 2 | 28 | 40.35 | 40.35 | 1139.16 | 1129.8 | 0 | 0 | 9.36 | 0 | 1129.8 | 6412.072 | 3226.036 | 3186.036 | 0 | 3226.036 | 0 | 0
1 | 3 | 31 | 40.35 | 40.35 | 1417.328 | 1250.85 | 0 | 0 | 166.478 | 0 | 1250.85 | 7094.794 | 3567.397 | 3527.397 | 0 | 3567.397 | 0 | 0
1 | 4 | 30 | 40.35 | 40.35 | 1415.568 | 1210.5 | 0 | 0 | 205.068 | 0 | 1210.5 | 6867.22 | 3453.61 | 3413.61 | 0 | 3453.61 | 0 | 0
1 | 5 | 31 | 40.35 | 40.35 | 1431.936 | 1250.85 | 0 | 0 | 181.086 | 0 | 1250.85 | 7094.794 | 3567.397 | 3527.397 | 0 | 3567.397 | 0 | 0
1 | 6 | 30 | 40.35 | 40.35 | 1395.856 | 1210.5 | 0 | 0 | 185.356 | 0 | 1210.5 | 6867.22 | 3453.61 | 3413.61 | 0 | 3453.61 | 0 | 0
1 | 7 | 31 | 40.35 | 40.35 | 1449.008 | 1250.85 | 0 | 0 | 198.158 | 0 | 1250.85 | 7094.794 | 3567.397 | 3527.397 | 0 | 3567.397 | 0 | 0
1 | 8 | 31 | 40.35 | 40.35 | 1467.84 | 1250.85 | 0 | 0 | 216.99 | 0 | 1250.85 | 7094.794 | 3567.397 | 3527.397 | 0 | 3567.397 | 0 | 0
1 | 9 | 30 | 40.35 | 40.35 | 1416.8 | 1210.5 | 0 | 0 | 206.3 | 0 | 1210.5 | 6867.22 | 3453.61 | 3413.61 | 0 | 3453.61 | 0 | 0
1 | 10 | 31 | 40.35 | 40.35 | 1359.864 | 1250.85 | 0 | 0 | 109.014 | 0 | 1250.85 | 7094.794 | 3567.397 | 3527.397 | 0 | 3567.397 | 0 | 0
1 | 11 | 30 | 40.35 | 40.35 | 1205.336 | 1205.336 | 0 | 0 | 0 | 0 | 1215.664 | 6867.22 | 3468.1725 | 3399.0475 | 0 | 3468.1725 | 0 | 0
1 | 12 | 31 | 40.35 | 40.35 | 1147.52 | 1147.52 | 0 | 0 | 0 | 0 | 1354.18 | 7094.794 | 3858.7876 | 3236.0064 | 0 | 3858.7876 | 0 | 0
2 | 1 | 31 | 40.35 | 40.35 | 1149.6628 | 1149.6628 | 0 | 0 | 0 | 0 | 1352.0372 | 7094.794 | 3852.7449 | 3242.0491 | 0 | 3852.7449 | 1 | 0
2 | 2 | 29 | 40.35 | 40.35 | 1173.9451 | 1170.15 | 0 | 0 | 3.7951 | 0 | 1170.15 | 6639.646 | 3339.823 | 3299.823 | 0 | 3339.823 | 1 | 0
2 | 3 | 31 | 40.35 | 40.35 | 1410.2414 | 1250.85 | 0 | 0 | 159.3914 | 0 | 1250.85 | 7094.794 | 3567.397 | 3527.397 | 0 | 3567.397 | 1 | 0
2 | 4 | 30 | 40.35 | 40.35 | 1408.4902 | 1210.5 | 0 | 0 | 197.9902 | 0 | 1210.5 | 6867.22 | 3453.61 | 3413.61 | 0 | 3453.61 | 1 | 0
2 | 5 | 31 | 40.35 | 40.35 | 1424.7763 | 1250.85 | 0 | 0 | 173.9263 | 0 | 1250.85 | 7094.794 | 3567.397 | 3527.397 | 0 | 3567.397 | 1 | 0
2 | 6 | 30 | 40.35 | 40.35 | 1388.8767 | 1210.5 | 0 | 0 | 178.3767 | 0 | 1210.5 | 6867.22 | 3453.61 | 3413.61 | 0 | 3453.61 | 1 | 0
2 | 7 | 31 | 40.35 | 40.35 | 1441.763 | 1250.85 | 0 | 0 | 190.913 | 0 | 1250.85 | 7094.794 | 3567.397 | 3527.397 | 0 | 3567.397 | 1 | 0
2 | 8 | 31 | 40.35 | 40.35 | 1460.5008 | 1250.85 | 0 | 0 | 209.6508 | 0 | 1250.85 | 7094.794 | 3567.397 | 3527.397 | 0 | 3567.397 | 1 | 0
2 | 9 | 30 | 40.35 | 40.35 | 1409.716 | 1210.5 | 0 | 0 | 199.216 | 0 | 1210.5 | 6867.22 | 3453.61 | 3413.61 | 0 | 3453.61 | 1 | 0
2 | 10 | 31 | 40.35 | 40.35 | 1353.0647 | 1250.85 | 0 | 0 | 102.2147 | 0 | 1250.85 | 7094.794 | 3567.397 | 3527.397 | 0 | 3567.397 | 1 | 0
2 | 11 | 30 | 40.35 | 40.35 | 1199.3093 | 1199.3093 | 0 | 0 | 0 | 0 | 1221.6907 | 6867.22 | 3485.1677 | 3382.0523 | 0 | 3485.1677 | 1 | 0
2 | 12 | 31 | 40.35 | 40.35 | 1141.7824 | 1141.7824 | 0 | 0 | 0 | 0 | 1359.9176 | 7094.794 | 3874.9676 | 3219.8264 | 0 | 3874.9676 | 1 | 0
3 | 1 | 31 | 40.35 | 40.35 | 1143.9145 | 1143.9145 | 0 | 0 | 0 | 0 | 1357.7855 | 7094.794 | 3868.9551 | 3225.8389 | 0 | 3868.9551 | 2 | 0
3 | 2 | 28 | 40.35 | 40.35 | 1127.7969 | 1127.7969 | 0 | 0 | 0 | 0 | 1131.8031 | 6412.072 | 3231.6848 | 3180.3872 | 0 | 3231.6848 | 2 | 0
3 | 3 | 31 | 40.35 | 40.35 | 1403.1902 | 1250.85 | 0 | 0 | 152.3402 | 0 | 1250.85 | 7094.794 | 3567.397 | 3527.397 | 0 | 3567.397 | 2 | 0
3 | 4 | 30 | 40.35 | 40.35 | 1401.4477 | 1210.5 | 0 | 0 | 190.9477 | 0 | 1210.5 | 6867.22 | 3453.61 | 3413.61 | 0 | 3453.61 | 2 | 0
3 | 5 | 31 | 40.35 | 40.35 | 1417.6524 | 1250.85 | 0 | 0 | 166.8024 | 0 | 1250.85 | 7094.794 | 3567.397 | 3527.397 | 0 | 3567.397 | 2 | 0
3 | 6 | 30 | 40.35 | 40.35 | 1381.9323 | 1210.5 | 0 | 0 | 171.4323 | 0 | 1210.5 | 6867.22 | 3453.61 | 3413.61 | 0 | 3453.61 | 2 | 0
3 | 7 | 31 | 40.35 | 40.35 | 1434.5541 | 1250.85 | 0 | 0 | 183.7041 | 0 | 1250.85 | 7094.794 | 3567.397 | 3527.397 | 0 | 3567.397 | 2 | 0
3 | 8 | 31 | 40.35 | 40.35 | 1453.1983 | 1250.85 | 0 | 0 | 202.3483 | 0 | 1250.85 | 7094.794 | 3567.397 | 3527.397 | 0 | 3567.397 | 2 | 0
3 | 9 | 30 | 40.35 | 40.35 | 1402.6674 | 1210.5 | 0 | 0 | 192.1674 | 0 | 1210.5 | 6867.22 | 3453.61 | 3413.61 | 0 | 3453.61 | 2 | 0
3 | 10 | 31 | 40.35 | 40.35 | 1346.2994 | 1250.85 | 0 | 0 | 95.4494 | 0 | 1250.85 | 7094.794 | 3567.397 | 3527.397 | 0 | 3567.397 | 2 | 0
3 | 11 | 30 | 40.35 | 40.35 | 1193.3128 | 1193.3128 | 0 | 0 | 0 | 0 | 1227.6872 | 6867.22 | 3502.078 | 3365.142 | 0 | 3502.078 | 2 | 0
3 | 12 | 31 | 40.35 | 40.35 | 1136.0735 | 1136.0735 | 0 | 0 | 0 | 0 | 1365.6265 | 7094.794 | 3891.0668 | 3203.7272 | 0 | 3891.0668 | 2 | 0
4 | 1 | 31 | 40.35 | 40.35 | 1138.1949 | 1138.1949 | 0 | 0 | 0 | 0 | 1363.5051 | 7094.794 | 3885.0843 | 3209.7097 | 0 | 3885.0843 | 3 | 0
4 | 2 | 28 | 40.35 | 40.35 | 1122.1579 | 1122.1579 | 0 | 0 | 0 | 0 | 1137.4421 | 6412.072 | 3247.5867 | 3164.4853 | 0 | 3247.5867 | 3 | 0
4 | 3 | 31 | 40.35 | 40.35 | 1396.1742 | 1250.85 | 0 | 0 | 145.3242 | 0 | 1250.85 | 7094.794 | 3567.397 | 3527.397 | 0 | 3567.397 | 3 | 0
4 | 4 | 30 | 40.35 | 40.35 | 1394.4405 | 1210.5 | 0 | 0 | 183.9405 | 0 | 1210.5 | 6867.22 | 3453.61 | 3413.61 | 0 | 3453.61 | 3 | 0
4 | 5 | 31 | 40.35 | 40.35 | 1410.5642 | 1250.85 | 0 | 0 | 159.7142 | 0 | 1250.85 | 7094.794 | 3567.397 | 3527.397 | 0 | 3567.397 | 3 | 0
4 | 6 | 30 | 40.35 | 40.35 | 1375.0227 | 1210.5 | 0 | 0 | 164.5227 | 0 | 1210.5 | 6867.22 | 3453.61 | 3413.61 | 0 | 3453.61 | 3 | 0
4 | 7 | 31 | 40.35 | 40.35 | 1427.3814 | 1250.85 | 0 | 0 | 176.5314 | 0 | 1250.85 | 7094.794 | 3567.397 | 3527.397 | 0 | 3567.397 | 3 | 0
4 | 8 | 31 | 40.35 | 40.35 | 1445.9323 | 1250.85 | 0 | 0 | 195.0823 | 0 | 1250.85 | 7094.794 | 3567.397 | 3527.397 | 0 | 3567.397 | 3 | 0
4 | 9 | 30 | 40.35 | 40.35 | 1395.6541 | 1210.5 | 0 | 0 | 185.1541 | 0 | 1210.5 | 6867.22 | 3453.61 | 3413.61 | 0 | 3453.61 | 3 | 0
4 | 10 | 31 | 40.35 | 40.35 | 1339.5679 | 1250.85 | 0 | 0 | 88.7179 | 0 | 1250.85 | 7094.794 | 3567.397 | 3527.397 | 0 | 3567.397 | 3 | 0
4 | 11 | 30 | 40.35 | 40.35 | 1187.3462 | 1187.3462 | 0 | 0 | 0 | 0 | 1233.6538 | 6867.22 | 3518.9037 | 3348.3163 | 0 | 3518.9037 | 3 | 0
4 | 12 | 31 | 40.35 | 40.35 | 1130.3931 | 1130.3931 | 0 | 0 | 0 | 0 | 1371.3069 | 7094.794 | 3907.0854 | 3187.7086 | 0 | 3907.0854 | 3 | 0
5 | 1 | 31 | 40.35 | 40.35 | 1132.5039 | 1132.5039 | 0 | 0 | 0 | 0 | 1369.1961 | 7094.794 | 3901.1329 | 3193.6611 | 0 | 3901.1329 | 4 | 0
5 | 2 | 28 | 40.35 | 40.35 | 1116.5471 | 1116.5471 | 0 | 0 | 0 | 0 | 1143.0529 | 6412.072 | 3263.4092 | 3148.6628 | 0 | 3263.4092 | 4 | 0
5 | 3 | 31 | 40.35 | 40.35 | 1389.1933 | 1250.85 | 0 | 0 | 138.3433 | 0 | 1250.85 | 7094.794 | 3567.397 | 3527.397 | 0 | 3567.397 | 4 | 0
5 | 4 | 30 | 40.35 | 40.35 | 1387.4683 | 1210.5 | 0 | 0 | 176.9683 | 0 | 1210.5 | 6867.22 | 3453.61 | 3413.61 | 0 | 3453.61 | 4 | 0
5 | 5 | 31 | 40.35 | 40.35 | 1403.5114 | 1250.85 | 0 | 0 | 152.6614 | 0 | 1250.85 | 7094.794 | 3567.397 | 3527.397 | 0 | 3567.397 | 4 | 0
5 | 6 | 30 | 40.35 | 40.35 | 1368.1476 | 1210.5 | 0 | 0 | 157.6476 | 0 | 1210.5 | 6867.22 | 3453.61 | 3413.61 | 0 | 3453.61 | 4 | 0
5 | 7 | 31 | 40.35 | 40.35 | 1420.2445 | 1250.85 | 0 | 0 | 169.3945 | 0 | 1250.85 | 7094.794 | 3567.397 | 3527.397 | 0 | 3567.397 | 4 | 0
5 | 8 | 31 | 40.35 | 40.35 | 1438.7026 | 1250.85 | 0 | 0 | 187.8526 | 0 | 1250.85 | 7094.794 | 3567.397 | 3527.397 | 0 | 3567.397 | 4 | 0
5 | 9 | 30 | 40.35 | 40.35 | 1388.6758 | 1210.5 | 0 | 0 | 178.1758 | 0 | 1210.5 | 6867.22 | 3453.61 | 3413.61 | 0 | 3453.61 | 4 | 0
5 | 10 | 31 | 40.35 | 40.35 | 1332.87 | 1250.85 | 0 | 0 | 82.02 | 0 | 1250.85 | 7094.794 | 3567.397 | 3527.397 | 0 | 3567.397 | 4 | 0
5 | 11 | 30 | 40.35 | 40.35 | 1181.4095 | 1181.4095 | 0 | 0 | 0 | 0 | 1239.5905 | 6867.22 | 3535.6453 | 3331.5747 | 0 | 3535.6453 | 4 | 0
5 | 12 | 31 | 40.35 | 40.35 | 1124.7412 | 1124.7412 | 0 | 0 | 0 | 0 | 1376.9588 | 7094.794 | 3923.0239 | 3171.7701 | 0 | 3923.0239 | 4 | 0
6 | 1 | 31 | 40.35 | 40.35 | 1126.8414 | 1126.8414 | 0 | 0 | 0 | 0 | 1374.8586 | 7094.794 | 3917.1012 | 3177.6928 | 0 | 3917.1012 | 5 | 0
6 | 2 | 29 | 40.35 | 40.35 | 1150.6417 | 1150.6417 | 0 | 0 | 0 | 0 | 1189.6583 | 6639.646 | 3394.8365 | 3244.8095 | 0 | 3394.8365 | 5 | 0
6 | 3 | 31 | 40.35 | 40.35 | 1382.2474 | 1250.85 | 0 | 0 | 131.3974 | 0 | 1250.85 | 7094.794 | 3567.397 | 3527.397 | 0 | 3567.397 | 5 | 0
6 | 4 | 30 | 40.35 | 40.35 | 1380.5309 | 1210.5 | 0 | 0 | 170.0309 | 0 | 1210.5 | 6867.22 | 3453.61 | 3413.61 | 0 | 3453.61 | 5 | 0
6 | 5 | 31 | 40.35 | 40.35 | 1396.4938 | 1250.85 | 0 | 0 | 145.6438 | 0 | 1250.85 | 7094.794 | 3567.397 | 3527.397 | 0 | 3567.397 | 5 | 0
6 | 6 | 30 | 40.35 | 40.35 | 1361.3068 | 1210.5 | 0 | 0 | 150.8068 | 0 | 1210.5 | 6867.22 | 3453.61 | 3413.61 | 0 | 3453.61 | 5 | 0
6 | 7 | 31 | 40.35 | 40.35 | 1413.1432 | 1250.85 | 0 | 0 | 162.2932 | 0 | 1250.85 | 7094.794 | 3567.397 | 3527.397 | 0 | 3567.397 | 5 | 0
6 | 8 | 31 | 40.35 | 40.35 | 1431.5091 | 1250.85 | 0 | 0 | 180.6591 | 0 | 1250.85 | 7094.794 | 3567.397 | 3527.397 | 0 | 3567.397 | 5 | 0
6 | 9 | 30 | 40.35 | 40.35 | 1381.7324 | 1210.5 | 0 | 0 | 171.2324 | 0 | 1210.5 | 6867.22 | 3453.61 | 3413.61 | 0 | 3453.61 | 5 | 0
6 | 10 | 31 | 40.35 | 40.35 | 1326.2057 | 1250.85 | 0 | 0 | 75.3557 | 0 | 1250.85 | 7094.794 | 3567.397 | 3527.397 | 0 | 3567.397 | 5 | 0
6 | 11 | 30 | 40.35 | 40.35 | 1175.5024 | 1175.5024 | 0 | 0 | 0 | 0 | 1245.4976 | 6867.22 | 3552.3031 | 3314.9169 | 0 | 3552.3031 | 5 | 0
6 | 12 | 31 | 40.35 | 40.35 | 1119.1174 | 1119.1174 | 0 | 0 | 0 | 0 | 1382.5826 | 7094.794 | 3938.8828 | 3155.9112 | 0 | 3938.8828 | 5 | 0
7 | 1 | 31 | 40.35 | 40.35 | 1121.2072 | 1121.2072 | 0 | 0 | 0 | 0 | 1380.4928 | 7094.794 | 3932.9897 | 3161.8043 | 0 | 3932.9897 | 6 | 0
7 | 2 | 28 | 40.35 | 40.35 | 1105.4095 | 1105.4095 | 0 | 0 | 0 | 0 | 1154.1905 | 6412.072 | 3294.8171 | 3117.2549 | 0 | 3294.8171 | 6 | 0
7 | 3 | 31 | 40.35 | 40.35 | 1375.3361 | 1250.85 | 0 | 0 | 124.4861 | 0 | 1250.85 | 7094.794 | 3567.397 | 3527.397 | 0 | 3567.397 | 6 | 0
7 | 4 | 30 | 40.35 | 40.35 | 1373.6283 | 1210.5 | 0 | 0 | 163.1283 | 0 | 1210.5 | 6867.22 | 3453.61 | 3413.61 | 0 | 3453.61 | 6 | 0
7 | 5 | 31 | 40.35 | 40.35 | 1389.5113 | 1250.85 | 0 | 0 | 138.6613 | 0 | 1250.85 | 7094.794 | 3567.397 | 3527.397 | 0 | 3567.397 | 6 | 0
7 | 6 | 30 | 40.35 | 40.35 | 1354.5003 | 1210.5 | 0 | 0 | 144.0003 | 0 | 1210.5 | 6867.22 | 3453.61 | 3413.61 | 0 | 3453.61 | 6 | 0
7 | 7 | 31 | 40.35 | 40.35 | 1406.0775 | 1250.85 | 0 | 0 | 155.2275 | 0 | 1250.85 | 7094.794 | 3567.397 | 3527.397 | 0 | 3567.397 | 6 | 0
7 | 8 | 31 | 40.35 | 40.35 | 1424.3516 | 1250.85 | 0 | 0 | 173.5016 | 0 | 1250.85 | 7094.794 | 3567.397 | 3527.397 | 0 | 3567.397 | 6 | 0
7 | 9 | 30 | 40.35 | 40.35 | 1374.8238 | 1210.5 | 0 | 0 | 164.3238 | 0 | 1210.5 | 6867.22 | 3453.61 | 3413.61 | 0 | 3453.61 | 6 | 0
7 | 10 | 31 | 40.35 | 40.35 | 1319.5746 | 1250.85 | 0 | 0 | 68.7246 | 0 | 1250.85 | 7094.794 | 3567.397 | 3527.397 | 0 | 3567.397 | 6 | 0
7 | 11 | 30 | 40.35 | 40.35 | 1169.6249 | 1169.6249 | 0 | 0 | 0 | 0 | 1251.3751 | 6867.22 | 3568.8777 | 3298.3423 | 0 | 3568.8777 | 6 | 0
7 | 12 | 31 | 40.35 | 40.35 | 1113.5219 | 1113.5219 | 0 | 0 | 0 | 0 | 1388.1781 | 7094.794 | 3954.6623 | 3140.1317 | 0 | 3954.6623 | 6 | 0
8 | 1 | 31 | 40.35 | 40.35 | 1115.6012 | 1115.6012 | 0 | 0 | 0 | 0 | 1386.0988 | 7094.794 | 3948.7987 | 3145.9953 | 0 | 3948.7987 | 7 | 0
8 | 2 | 28 | 40.35 | 40.35 | 1099.8825 | 1099.8825 | 0 | 0 | 0 | 0 | 1159.7175 | 6412.072 | 3310.4033 | 3101.6687 | 0 | 3310.4033 | 7 | 0
8 | 3 | 31 | 40.35 | 40.35 | 1368.4594 | 1250.85 | 0 | 0 | 117.6094 | 0 | 1250.85 | 7094.794 | 3567.397 | 3527.397 | 0 | 3567.397 | 7 | 0
8 | 4 | 30 | 40.35 | 40.35 | 1366.7601 | 1210.5 | 0 | 0 | 156.2601 | 0 | 1210.5 | 6867.22 | 3453.61 | 3413.61 | 0 | 3453.61 | 7 | 0
8 | 5 | 31 | 40.35 | 40.35 | 1382.5638 | 1250.85 | 0 | 0 | 131.7138 | 0 | 1250.85 | 7094.794 | 3567.397 | 3527.397 | 0 | 3567.397 | 7 | 0
8 | 6 | 30 | 40.35 | 40.35 | 1347.7278 | 1210.5 | 0 | 0 | 137.2278 | 0 | 1210.5 | 6867.22 | 3453.61 | 3413.61 | 0 | 3453.61 | 7 | 0
8 | 7 | 31 | 40.35 | 40.35 | 1399.0471 | 1250.85 | 0 | 0 | 148.1971 | 0 | 1250.85 | 7094.794 | 3567.397 | 3527.397 | 0 | 3567.397 | 7 | 0
8 | 8 | 31 | 40.35 | 40.35 | 1417.2298 | 1250.85 | 0 | 0 | 166.3798 | 0 | 1250.85 | 7094.794 | 3567.397 | 3527.397 | 0 | 3567.397 | 7 | 0
8 | 9 | 30 | 40.35 | 40.35 | 1367.9497 | 1210.5 | 0 | 0 | 157.4497 | 0 | 1210.5 | 6867.22 | 3453.61 | 3413.61 | 0 | 3453.61 | 7 | 0
8 | 10 | 31 | 40.35 | 40.35 | 1312.9768 | 1250.85 | 0 | 0 | 62.1268 | 0 | 1250.85 | 7094.794 | 3567.397 | 3527.397 | 0 | 3567.397 | 7 | 2.2737e-13
8 | 11 | 30 | 40.35 | 40.35 | 1163.7768 | 1163.7768 | 0 | 0 | 0 | 0 | 1257.2232 | 6867.22 | 3585.3694 | 3281.8506 | 0 | 3585.3694 | 7 | 0
8 | 12 | 31 | 40.35 | 40.35 | 1107.9543 | 1107.9543 | 0 | 0 | 0 | 0 | 1393.7457 | 7094.794 | 3970.363 | 3124.431 | 0 | 3970.363 | 7 | 0
9 | 1 | 31 | 40.35 | 40.35 | 1110.0232 | 1110.0232 | 0 | 0 | 0 | 0 | 1391.6768 | 7094.794 | 3964.5287 | 3130.2653 | 0 | 3964.5287 | 8 | 0
9 | 2 | 28 | 40.35 | 40.35 | 1094.3831 | 1094.3831 | 0 | 0 | 0 | 0 | 1165.2169 | 6412.072 | 3325.9117 | 3086.1603 | 0 | 3325.9117 | 8 | 0
9 | 3 | 31 | 40.35 | 40.35 | 1361.6172 | 1250.85 | 0 | 0 | 110.7672 | 0 | 1250.85 | 7094.794 | 3567.397 | 3527.397 | 0 | 3567.397 | 8 | 0
9 | 4 | 30 | 40.35 | 40.35 | 1359.9263 | 1210.5 | 0 | 0 | 149.4263 | 0 | 1210.5 | 6867.22 | 3453.61 | 3413.61 | 0 | 3453.61 | 8 | 0
9 | 5 | 31 | 40.35 | 40.35 | 1375.651 | 1250.85 | 0 | 0 | 124.801 | 0 | 1250.85 | 7094.794 | 3567.397 | 3527.397 | 0 | 3567.397 | 8 | 0
9 | 6 | 30 | 40.35 | 40.35 | 1340.9891 | 1210.5 | 0 | 0 | 130.4891 | 0 | 1210.5 | 6867.22 | 3453.61 | 3413.61 | 0 | 3453.61 | 8 | 0
9 | 7 | 31 | 40.35 | 40.35 | 1392.0519 | 1250.85 | 0 | 0 | 141.2019 | 0 | 1250.85 | 7094.794 | 3567.397 | 3527.397 | 0 | 3567.397 | 8 | 0
9 | 8 | 31 | 40.35 | 40.35 | 1410.1437 | 1250.85 | 0 | 0 | 159.2937 | 0 | 1250.85 | 7094.794 | 3567.397 | 3527.397 | 0 | 3567.397 | 8 | 0
9 | 9 | 30 | 40.35 | 40.35 | 1361.1099 | 1210.5 | 0 | 0 | 150.6099 | 0 | 1210.5 | 6867.22 | 3453.61 | 3413.61 | 0 | 3453.61 | 8 | 0
9 | 10 | 31 | 40.35 | 40.35 | 1306.4119 | 1250.85 | 0 | 0 | 55.5619 | 0 | 1250.85 | 7094.794 | 3567.397 | 3527.397 | 0 | 3567.397 | 8 | 0
9 | 11 | 30 | 40.35 | 40.35 | 1157.9579 | 1157.9579 | 0 | 0 | 0 | 0 | 1263.0421 | 6867.22 | 3601.7787 | 3265.4413 | 0 | 3601.7787 | 8 | 0
9 | 12 | 31 | 40.35 | 40.35 | 1102.4145 | 1102.4145 | 0 | 0 | 0 | 0 | 1399.2855 | 7094.794 | 3985.9852 | 3108.8088 | 0 | 3985.9852 | 8 | 0
10 | 1 | 31 | 40.35 | 40.35 | 1104.4731 | 1104.4731 | 0 | 0 | 0 | 0 | 1397.2269 | 7094.794 | 3980.18 | 3114.614 | 0 | 3980.18 | 9 | 0
10 | 2 | 29 | 40.35 | 40.35 | 1127.8009 | 1127.8009 | 0 | 0 | 0 | 0 | 1212.4991 | 6639.646 | 3459.2476 | 3180.3984 | 0 | 3459.2476 | 9 | 0
10 | 3 | 31 | 40.35 | 40.35 | 1354.8091 | 1250.85 | 0 | 0 | 103.9591 | 0 | 1250.85 | 7094.794 | 3567.397 | 3527.397 | 0 | 3567.397 | 9 | 0
10 | 4 | 30 | 40.35 | 40.35 | 1353.1267 | 1210.5 | 0 | 0 | 142.6267 | 0 | 1210.5 | 6867.22 | 3453.61 | 3413.61 | 0 | 3453.61 | 9 | 0
10 | 5 | 31 | 40.35 | 40.35 | 1368.7727 | 1250.85 | 0 | 0 | 117.9227 | 0 | 1250.85 | 7094.794 | 3567.397 | 3527.397 | 0 | 3567.397 | 9 | 0
10 | 6 | 30 | 40.35 | 40.35 | 1334.2842 | 1210.5 | 0 | 0 | 123.7842 | 0 | 1210.5 | 6867.22 | 3453.61 | 3413.61 | 0 | 3453.61 | 9 | 0
10 | 7 | 31 | 40.35 | 40.35 | 1385.0916 | 1250.85 | 0 | 0 | 134.2416 | 0 | 1250.85 | 7094.794 | 3567.397 | 3527.397 | 0 | 3567.397 | 9 | 0
10 | 8 | 31 | 40.35 | 40.35 | 1403.093 | 1250.85 | 0 | 0 | 152.243 | 0 | 1250.85 | 7094.794 | 3567.397 | 3527.397 | 0 | 3567.397 | 9 | 0
10 | 9 | 30 | 40.35 | 40.35 | 1354.3044 | 1210.5 | 0 | 0 | 143.8044 | 0 | 1210.5 | 6867.22 | 3453.61 | 3413.61 | 0 | 3453.61 | 9 | 0
10 | 10 | 31 | 40.35 | 40.35 | 1299.8798 | 1250.85 | 0 | 0 | 49.0298 | 0 | 1250.85 | 7094.794 | 3567.397 | 3527.397 | 0 | 3567.397 | 9 | 0
10 | 11 | 30 | 40.35 | 40.35 | 1152.1681 | 1152.1681 | 0 | 0 | 0 | 0 | 1268.8319 | 6867.22 | 3618.1059 | 3249.1141 | 0 | 3618.1059 | 9 | 0
10 | 12 | 31 | 40.35 | 40.35 | 1096.9024 | 1096.9024 | 0 | 0 | 0 | 0 | 1404.7976 | 7094.794 | 4001.5292 | 3093.2648 | 0 | 4001.5292 | 9 | 0
11 | 1 | 31 | 40.35 | 40.35 | 1098.9507 | 1098.9507 | 0 | 0 | 0 | 0 | 1402.7493 | 7094.794 | 3995.7531 | 3099.0409 | 0 | 3995.7531 | 0 | 0
11 | 2 | 28 | 40.35 | 40.35 | 1083.4666 | 1083.4666 | 0 | 0 | 0 | 0 | 1176.1334 | 6412.072 | 3356.6961 | 3055.3759 | 0 | 3356.6961 | 0 | 0
11 | 3 | 31 | 40.35 | 40.35 | 1348.035 | 1250.85 | 0 | 0 | 97.185 | 0 | 1250.85 | 7094.794 | 3567.397 | 3527.397 | 0 | 3567.397 | 0 | 0
11 | 4 | 30 | 40.35 | 40.35 | 1346.3611 | 1210.5 | 0 | 0 | 135.8611 | 0 | 1210.5 | 6867.22 | 3453.61 | 3413.61 | 0 | 3453.61 | 0 | 0
11 | 5 | 31 | 40.35 | 40.35 | 1361.9288 | 1250.85 | 0 | 0 | 111.0788 | 0 | 1250.85 | 7094.794 | 3567.397 | 3527.397 | 0 | 3567.397 | 0 | 0
11 | 6 | 30 | 40.35 | 40.35 | 1327.6128 | 1210.5 | 0 | 0 | 117.1128 | 0 | 1210.5 | 6867.22 | 3453.61 | 3413.61 | 0 | 3453.61 | 0 | 0
11 | 7 | 31 | 40.35 | 40.35 | 1378.1662 | 1250.85 | 0 | 0 | 127.3162 | 0 | 1250.85 | 7094.794 | 3567.397 | 3527.397 | 0 | 3567.397 | 0 | 0
11 | 8 | 31 | 40.35 | 40.35 | 1396.0775 | 1250.85 | 0 | 0 | 145.2275 | 0 | 1250.85 | 7094.794 | 3567.397 | 3527.397 | 0 | 3567.397 | 0 | 0
11 | 9 | 30 | 40.35 | 40.35 | 1347.5328 | 1210.5 | 0 | 0 | 137.0328 | 0 | 1210.5 | 6867.22 | 3453.61 | 3413.61 | 0 | 3453.61 | 0 | 0
11 | 10 | 31 | 40.35 | 40.35 | 1293.3804 | 1250.85 | 0 | 0 | 42.5304 | 0 | 1250.85 | 7094.794 | 3567.397 | 3527.397 | 0 | 3567.397 | 0 | 2.2737e-13
11 | 11 | 30 | 40.35 | 40.35 | 1146.4073 | 1146.4073 | 0 | 0 | 0 | 0 | 1274.5927 | 6867.22 | 3634.3515 | 3232.8685 | 0 | 3634.3515 | 0 | 0
11 | 12 | 31 | 40.35 | 40.35 | 1091.4179 | 1091.4179 | 0 | 0 | 0 | 0 | 1410.2821 | 7094.794 | 4016.9955 | 3077.7985 | 0 | 4016.9955 | 0 | 0
12 | 1 | 31 | 40.35 | 40.35 | 1093.4559 | 1093.4559 | 0 | 0 | 0 | 0 | 1408.2441 | 7094.794 | 4011.2483 | 3083.5457 | 0 | 4011.2483 | 1 | 0
12 | 2 | 28 | 40.35 | 40.35 | 1078.0493 | 1078.0493 | 0 | 0 | 0 | 0 | 1181.5507 | 6412.072 | 3371.973 | 3040.099 | 0 | 3371.973 | 1 | 0
12 | 3 | 31 | 40.35 | 40.35 | 1341.2948 | 1250.85 | 0 | 0 | 90.4448 | 0 | 1250.85 | 7094.794 | 3567.397 | 3527.397 | 0 | 3567.397 | 1 | 0
12 | 4 | 30 | 40.35 | 40.35 | 1339.6293 | 1210.5 | 0 | 0 | 129.1293 | 0 | 1210.5 | 6867.22 | 3453.61 | 3413.61 | 0 | 3453.61 | 1 | 0
12 | 5 | 31 | 40.35 | 40.35 | 1355.1192 | 1250.85 | 0 | 0 | 104.2692 | 0 | 1250.85 | 7094.794 | 3567.397 | 3527.397 | 0 | 3567.397 | 1 | 0
12 | 6 | 30 | 40.35 | 40.35 | 1320.9747 | 1210.5 | 0 | 0 | 110.4747 | 0 | 1210.5 | 6867.22 | 3453.61 | 3413.61 | 0 | 3453.61 | 1 | 0
12 | 7 | 31 | 40.35 | 40.35 | 1371.2754 | 1250.85 | 0 | 0 | 120.4254 | 0 | 1250.85 | 7094.794 | 3567.397 | 3527.397 | 0 | 3567.397 | 1 | 0
12 | 8 | 31 | 40.35 | 40.35 | 1389.0971 | 1250.85 | 0 | 0 | 138.2471 | 0 | 1250.85 | 7094.794 | 3567.397 | 3527.397 | 0 | 3567.397 | 1 | 0
12 | 9 | 30 | 40.35 | 40.35 | 1340.7952 | 1210.5 | 0 | 0 | 130.2952 | 0 | 1210.5 | 6867.22 | 3453.61 | 3413.61 | 0 | 3453.61 | 1 | 0
12 | 10 | 31 | 40.35 | 40.35 | 1286.9135 | 1250.85 | 0 | 0 | 36.0635 | 0 | 1250.85 | 7094.794 | 3567.397 | 3527.397 | 0 | 3567.397 | 1 | 0
12 | 11 | 30 | 40.35 | 40.35 | 1140.6752 | 1140.6752 | 0 | 0 | 0 | 0 | 1280.3248 | 6867.22 | 3650.5158 | 3216.7042 | 0 | 3650.5158 | 1 | 0
12 | 12 | 31 | 40.35 | 40.35 | 1085.9608 | 1085.9608 | 0 | 0 | 0 | 0 | 1415.7392 | 7094.794 | 4032.3845 | 3062.4095 | 0 | 4032.3845 | 1 | 0
13 | 1 | 31 | 40.35 | 40.35 | 1087.9887 | 1087.9887 | 0 | 0 | 0 | 0 | 1413.7113 | 7094.794 | 4026.666 | 3068.128 | 0 | 4026.666 | 2 | 0
13 | 2 | 28 | 40.35 | 40.35 | 1072.659 | 1072.659 | 0 | 0 | 0 | 0 | 1186.941 | 6412.072 | 3387.1735 | 3024.8985 | 0 | 3387.1735 | 2 | 0
13 | 3 | 31 | 40.35 | 40.35 | 1334.5884 | 1250.85 | 0 | 0 | 83.7384 | 0 | 1250.85 | 7094.794 | 3567.397 | 3527.397 | 0 | 3567.397 | 2 | 0
13 | 4 | 30 | 40.35 | 40.35 | 1332.9311 | 1210.5 | 0 | 0 | 122.4311 | 0 | 1210.5 | 6867.22 | 3453.61 | 3413.61 | 0 | 3453.61 | 2 | 0
13 | 5 | 31 | 40.35 | 40.35 | 1348.3436 | 1250.85 | 0 | 0 | 97.4936 | 0 | 1250.85 | 7094.794 | 3567.397 | 3527.397 | 0 | 3567.397 | 2 | 0
13 | 6 | 30 | 40.35 | 40.35 | 1314.3698 | 1210.5 | 0 | 0 | 103.8698 | 0 | 1210.5 | 6867.22 | 3453.61 | 3413.61 | 0 | 3453.61 | 2 | 0
13 | 7 | 31 | 40.35 | 40.35 | 1364.419 | 1250.85 | 0 | 0 | 113.569 | 0 | 1250.85 | 7094.794 | 3567.397 | 3527.397 | 0 | 3567.397 | 2 | 0
13 | 8 | 31 | 40.35 | 40.35 | 1382.1516 | 1250.85 | 0 | 0 | 131.3016 | 0 | 1250.85 | 7094.794 | 3567.397 | 3527.397 | 0 | 3567.397 | 2 | 0
13 | 9 | 30 | 40.35 | 40.35 | 1334.0912 | 1210.5 | 0 | 0 | 123.5912 | 0 | 1210.5 | 6867.22 | 3453.61 | 3413.61 | 0 | 3453.61 | 2 | 0
13 | 10 | 31 | 40.35 | 40.35 | 1280.479 | 1250.85 | 0 | 0 | 29.629 | 0 | 1250.85 | 7094.794 | 3567.397 | 3527.397 | 0 | 3567.397 | 2 | 0
13 | 11 | 30 | 40.35 | 40.35 | 1134.9719 | 1134.9719 | 0 | 0 | 0 | 0 | 1286.0281 | 6867.22 | 3666.5993 | 3200.6207 | 0 | 3666.5993 | 2 | 0
13 | 12 | 31 | 40.35 | 40.35 | 1080.531 | 1080.531 | 0 | 0 | 0 | 0 | 1421.169 | 7094.794 | 4047.6966 | 3047.0974 | 0 | 4047.6966 | 2 | 0
14 | 1 | 31 | 40.35 | 40.35 | 1082.5487 | 1082.5487 | 0 | 0 | 0 | 0 | 1419.1513 | 7094.794 | 4042.0066 | 3052.7874 | 0 | 4042.0066 | 3 | 0
14 | 2 | 29 | 40.35 | 40.35 | 1105.4134 | 1105.4134 | 0 | 0 | 0 | 0 | 1234.8866 | 6639.646 | 3522.3801 | 3117.2659 | 0 | 3522.3801 | 3 | 0
14 | 3 | 31 | 40.35 | 40.35 | 1327.9154 | 1250.85 | 0 | 0 | 77.0654 | 0 | 1250.85 | 7094.794 | 3567.397 | 3527.397 | 0 | 3567.397 | 3 | 0
14 | 4 | 30 | 40.35 | 40.35 | 1326.2665 | 1210.5 | 0 | 0 | 115.7665 | 0 | 1210.5 | 6867.22 | 3453.61 | 3413.61 | 0 | 3453.61 | 3 | 0
14 | 5 | 31 | 40.35 | 40.35 | 1341.6019 | 1250.85 | 0 | 0 | 90.7519 | 0 | 1250.85 | 7094.794 | 3567.397 | 3527.397 | 0 | 3567.397 | 3 | 0
14 | 6 | 30 | 40.35 | 40.35 | 1307.798 | 1210.5 | 0 | 0 | 97.298 | 0 | 1210.5 | 6867.22 | 3453.61 | 3413.61 | 0 | 3453.61 | 3 | 0
14 | 7 | 31 | 40.35 | 40.35 | 1357.5969 | 1250.85 | 0 | 0 | 106.7469 | 0 | 1250.85 | 7094.794 | 3567.397 | 3527.397 | 0 | 3567.397 | 3 | 0
14 | 8 | 31 | 40.35 | 40.35 | 1375.2409 | 1250.85 | 0 | 0 | 124.3909 | 0 | 1250.85 | 7094.794 | 3567.397 | 3527.397 | 0 | 3567.397 | 3 | 0
14 | 9 | 30 | 40.35 | 40.35 | 1327.4207 | 1210.5 | 0 | 0 | 116.9207 | 0 | 1210.5 | 6867.22 | 3453.61 | 3413.61 | 0 | 3453.61 | 3 | 0
14 | 10 | 31 | 40.35 | 40.35 | 1274.0766 | 1250.85 | 0 | 0 | 23.2266 | 0 | 1250.85 | 7094.794 | 3567.397 | 3527.397 | 0 | 3567.397 | 3 | 0
14 | 11 | 30 | 40.35 | 40.35 | 1129.297 | 1129.297 | 0 | 0 | 0 | 0 | 1291.703 | 6867.22 | 3682.6024 | 3184.6176 | 0 | 3682.6024 | 3 | 0
14 | 12 | 31 | 40.35 | 40.35 | 1075.1283 | 1075.1283 | 0 | 0 | 0 | 0 | 1426.5717 | 7094.794 | 4062.9321 | 3031.8619 | 0 | 4062.9321 | 3 | 0
15 | 1 | 31 | 40.35 | 40.35 | 1077.136 | 1077.136 | 0 | 0 | 0 | 0 | 1424.564 | 7094.794 | 4057.2706 | 3037.5234 | 0 | 4057.2706 | 4 | 0
15 | 2 | 28 | 40.35 | 40.35 | 1061.9593 | 1061.9593 | 0 | 0 | 0 | 0 | 1197.6407 | 6412.072 | 3417.3469 | 2994.7251 | 0 | 3417.3469 | 4 | 0
15 | 3 | 31 | 40.35 | 40.35 | 1321.2759 | 1250.85 | 0 | 0 | 70.4259 | 0 | 1250.85 | 7094.794 | 3567.397 | 3527.397 | 0 | 3567.397 | 4 | 0
15 | 4 | 30 | 40.35 | 40.35 | 1319.6351 | 1210.5 | 0 | 0 | 109.1351 | 0 | 1210.5 | 6867.22 | 3453.61 | 3413.61 | 0 | 3453.61 | 4 | 0
15 | 5 | 31 | 40.35 | 40.35 | 1334.8939 | 1250.85 | 0 | 0 | 84.0439 | 0 | 1250.85 | 7094.794 | 3567.397 | 3527.397 | 0 | 3567.397 | 4 | 0
15 | 6 | 30 | 40.35 | 40.35 | 1301.259 | 1210.5 | 0 | 0 | 90.759 | 0 | 1210.5 | 6867.22 | 3453.61 | 3413.61 | 0 | 3453.61 | 4 | 0
15 | 7 | 31 | 40.35 | 40.35 | 1350.8089 | 1250.85 | 0 | 0 | 99.9589 | 0 | 1250.85 | 7094.794 | 3567.397 | 3527.397 | 0 | 3567.397 | 4 | 0
15 | 8 | 31 | 40.35 | 40.35 | 1368.3647 | 1250.85 | 0 | 0 | 117.5147 | 0 | 1250.85 | 7094.794 | 3567.397 | 3527.397 | 0 | 3567.397 | 4 | 0
15 | 9 | 30 | 40.35 | 40.35 | 1320.7836 | 1210.5 | 0 | 0 | 110.2836 | 0 | 1210.5 | 6867.22 | 3453.61 | 3413.61 | 0 | 3453.61 | 4 | 0
15 | 10 | 31 | 40.35 | 40.35 | 1267.7062 | 1250.85 | 0 | 0 | 16.8562 | 0 | 1250.85 | 7094.794 | 3567.397 | 3527.397 | 0 | 3567.397 | 4 | -2.2737e-13
15 | 11 | 30 | 40.35 | 40.35 | 1123.6505 | 1123.6505 | 0 | 0 | 0 | 0 | 1297.3495 | 6867.22 | 3698.5255 | 3168.6945 | 0 | 3698.5255 | 4 | 0
15 | 12 | 31 | 40.35 | 40.35 | 1069.7527 | 1069.7527 | 0 | 0 | 0 | 0 | 1431.9473 | 7094.794 | 4078.0914 | 3016.7026 | 0 | 4078.0914 | 4 | 0
16 | 1 | 31 | 40.35 | 40.35 | 1071.7503 | 1071.7503 | 0 | 0 | 0 | 0 | 1429.9497 | 7094.794 | 4072.4582 | 3022.3358 | 0 | 4072.4582 | 5 | 0
16 | 2 | 28 | 40.35 | 40.35 | 1056.6495 | 1056.6495 | 0 | 0 | 0 | 0 | 1202.9505 | 6412.072 | 3432.3205 | 2979.7515 | 0 | 3432.3205 | 5 | 0
16 | 3 | 31 | 40.35 | 40.35 | 1314.6695 | 1250.85 | 0 | 0 | 63.8195 | 0 | 1250.85 | 7094.794 | 3567.397 | 3527.397 | 0 | 3567.397 | 5 | -2.2737e-13
16 | 4 | 30 | 40.35 | 40.35 | 1313.037 | 1210.5 | 0 | 0 | 102.537 | 0 | 1210.5 | 6867.22 | 3453.61 | 3413.61 | 0 | 3453.61 | 5 | 0
16 | 5 | 31 | 40.35 | 40.35 | 1328.2194 | 1250.85 | 0 | 0 | 77.3694 | 0 | 1250.85 | 7094.794 | 3567.397 | 3527.397 | 0 | 3567.397 | 5 | 0
16 | 6 | 30 | 40.35 | 40.35 | 1294.7527 | 1210.5 | 0 | 0 | 84.2527 | 0 | 1210.5 | 6867.22 | 3453.61 | 3413.61 | 0 | 3453.61 | 5 | 0
16 | 7 | 31 | 40.35 | 40.35 | 1344.0549 | 1250.85 | 0 | 0 | 93.2049 | 0 | 1250.85 | 7094.794 | 3567.397 | 3527.397 | 0 | 3567.397 | 5 | 0
16 | 8 | 31 | 40.35 | 40.35 | 1361.5228 | 1250.85 | 0 | 0 | 110.6728 | 0 | 1250.85 | 7094.794 | 3567.397 | 3527.397 | 0 | 3567.397 | 5 | 0
16 | 9 | 30 | 40.35 | 40.35 | 1314.1797 | 1210.5 | 0 | 0 | 103.6797 | 0 | 1210.5 | 6867.22 | 3453.61 | 3413.61 | 0 | 3453.61 | 5 | 0
16 | 10 | 31 | 40.35 | 40.35 | 1261.3676 | 1250.85 | 0 | 0 | 10.5176 | 0 | 1250.85 | 7094.794 | 3567.397 | 3527.397 | 0 | 3567.397 | 5 | 2.2737e-13
16 | 11 | 30 | 40.35 | 40.35 | 1118.0323 | 1118.0323 | 0 | 0 | 0 | 0 | 1302.9677 | 6867.22 | 3714.369 | 3152.851 | 0 | 3714.369 | 5 | 0
16 | 12 | 31 | 40.35 | 40.35 | 1064.4039 | 1064.4039 | 0 | 0 | 0 | 0 | 1437.2961 | 7094.794 | 4093.1749 | 3001.6191 | 0 | 4093.1749 | 5 | 0
17 | 1 | 31 | 40.35 | 40.35 | 1066.3915 | 1066.3915 | 0 | 0 | 0 | 0 | 1435.3085 | 7094.794 | 4087.5699 | 3007.2241 | 0 | 4087.5699 | 6 | 0
17 | 2 | 28 | 40.35 | 40.35 | 1051.3662 | 1051.3662 | 0 | 0 | 0 | 0 | 1208.2338 | 6412.072 | 3447.2193 | 2964.8527 | 0 | 3447.2193 | 6 | 0
17 | 3 | 31 | 40.35 | 40.35 | 1308.0961 | 1250.85 | 0 | 0 | 57.2461 | 0 | 1250.85 | 7094.794 | 3567.397 | 3527.397 | 0 | 3567.397 | 6 | 2.2737e-13
17 | 4 | 30 | 40.35 | 40.35 | 1306.4718 | 1210.5 | 0 | 0 | 95.9718 | 0 | 1210.5 | 6867.22 | 3453.61 | 3413.61 | 0 | 3453.61 | 6 | 0
17 | 5 | 31 | 40.35 | 40.35 | 1321.5783 | 1250.85 | 0 | 0 | 70.7283 | 0 | 1250.85 | 7094.794 | 3567.397 | 3527.397 | 0 | 3567.397 | 6 | 0
17 | 6 | 30 | 40.35 | 40.35 | 1288.2789 | 1210.5 | 0 | 0 | 77.7789 | 0 | 1210.5 | 6867.22 | 3453.61 | 3413.61 | 0 | 3453.61 | 6 | 0
17 | 7 | 31 | 40.35 | 40.35 | 1337.3346 | 1250.85 | 0 | 0 | 86.4846 | 0 | 1250.85 | 7094.794 | 3567.397 | 3527.397 | 0 | 3567.397 | 6 | 0
17 | 8 | 31 | 40.35 | 40.35 | 1354.7152 | 1250.85 | 0 | 0 | 103.8652 | 0 | 1250.85 | 7094.794 | 3567.397 | 3527.397 | 0 | 3567.397 | 6 | 0
17 | 9 | 30 | 40.35 | 40.35 | 1307.6088 | 1210.5 | 0 | 0 | 97.1088 | 0 | 1210.5 | 6867.22 | 3453.61 | 3413.61 | 0 | 3453.61 | 6 | 0
17 | 10 | 31 | 40.35 | 40.35 | 1255.0608 | 1250.85 | 0 | 0 | 4.2108 | 0 | 1250.85 | 7094.794 | 3567.397 | 3527.397 | 0 | 3567.397 | 6 | 0
17 | 11 | 30 | 40.35 | 40.35 | 1112.4421 | 1112.4421 | 0 | 0 | 0 | 0 | 1308.5579 | 6867.22 | 3730.1333 | 3137.0867 | 0 | 3730.1333 | 6 | 0
17 | 12 | 31 | 40.35 | 40.35 | 1059.0819 | 1059.0819 | 0 | 0 | 0 | 0 | 1442.6181 | 7094.794 | 4108.183 | 2986.611 | 0 | 4108.183 | 6 | 0
18 | 1 | 31 | 40.35 | 40.35 | 1061.0596 | 1061.0596 | 0 | 0 | 0 | 0 | 1440.6404 | 7094.794 | 4102.606 | 2992.188 | 0 | 4102.606 | 7 | 0
18 | 2 | 29 | 40.35 | 40.35 | 1083.4704 | 1083.4704 | 0 | 0 | 0 | 0 | 1256.8296 | 6639.646 | 3584.2594 | 3055.3866 | 0 | 3584.2594 | 7 | 0
18 | 3 | 31 | 40.35 | 40.35 | 1301.5556 | 1250.85 | 0 | 0 | 50.7056 | 0 | 1250.85 | 7094.794 | 3567.397 | 3527.397 | 0 | 3567.397 | 7 | 0
18 | 4 | 30 | 40.35 | 40.35 | 1299.9394 | 1210.5 | 0 | 0 | 89.4394 | 0 | 1210.5 | 6867.22 | 3453.61 | 3413.61 | 0 | 3453.61 | 7 | 0
18 | 5 | 31 | 40.35 | 40.35 | 1314.9704 | 1250.85 | 0 | 0 | 64.1204 | 0 | 1250.85 | 7094.794 | 3567.397 | 3527.397 | 0 | 3567.397 | 7 | 0
18 | 6 | 30 | 40.35 | 40.35 | 1281.8376 | 1210.5 | 0 | 0 | 71.3376 | 0 | 1210.5 | 6867.22 | 3453.61 | 3413.61 | 0 | 3453.61 | 7 | 0
18 | 7 | 31 | 40.35 | 40.35 | 1330.6479 | 1250.85 | 0 | 0 | 79.7979 | 0 | 1250.85 | 7094.794 | 3567.397 | 3527.397 | 0 | 3567.397 | 7 | 0
18 | 8 | 31 | 40.35 | 40.35 | 1347.9416 | 1250.85 | 0 | 0 | 97.0916 | 0 | 1250.85 | 7094.794 | 3567.397 | 3527.397 | 0 | 3567.397 | 7 | 0
18 | 9 | 30 | 40.35 | 40.35 | 1301.0708 | 1210.5 | 0 | 0 | 90.5708 | 0 | 1210.5 | 6867.22 | 3453.61 | 3413.61 | 0 | 3453.61 | 7 | 0
18 | 10 | 31 | 40.35 | 40.35 | 1248.7855 | 1248.7855 | 0 | 0 | 0 | 0 | 1252.9145 | 7094.794 | 3573.2189 | 3521.5751 | 0 | 3573.2189 | 7 | 0
18 | 11 | 30 | 40.35 | 40.35 | 1106.8799 | 1106.8799 | 0 | 0 | 0 | 0 | 1314.1201 | 6867.22 | 3745.8187 | 3121.4013 | 0 | 3745.8187 | 7 | 0
18 | 12 | 31 | 40.35 | 40.35 | 1053.7865 | 1053.7865 | 0 | 0 | 0 | 0 | 1447.9135 | 7094.794 | 4123.116 | 2971.678 | 0 | 4123.116 | 7 | 0
19 | 1 | 31 | 40.35 | 40.35 | 1055.7543 | 1055.7543 | 0 | 0 | 0 | 0 | 1445.9457 | 7094.794 | 4117.5669 | 2977.2271 | 0 | 4117.5669 | 8 | 0
19 | 2 | 28 | 40.35 | 40.35 | 1040.8788 | 1040.8788 | 0 | 0 | 0 | 0 | 1218.7212 | 6412.072 | 3476.7937 | 2935.2783 | 0 | 3476.7937 | 8 | 0
19 | 3 | 31 | 40.35 | 40.35 | 1295.0479 | 1250.85 | 0 | 0 | 44.1979 | 0 | 1250.85 | 7094.794 | 3567.397 | 3527.397 | 0 | 3567.397 | 8 | 0
19 | 4 | 30 | 40.35 | 40.35 | 1293.4397 | 1210.5 | 0 | 0 | 82.9397 | 0 | 1210.5 | 6867.22 | 3453.61 | 3413.61 | 0 | 3453.61 | 8 | 0
19 | 5 | 31 | 40.35 | 40.35 | 1308.3956 | 1250.85 | 0 | 0 | 57.5456 | 0 | 1250.85 | 7094.794 | 3567.397 | 3527.397 | 0 | 3567.397 | 8 | 0
19 | 6 | 30 | 40.35 | 40.35 | 1275.4284 | 1210.5 | 0 | 0 | 64.9284 | 0 | 1210.5 | 6867.22 | 3453.61 | 3413.61 | 0 | 3453.61 | 8 | 0
19 | 7 | 31 | 40.35 | 40.35 | 1323.9947 | 1250.85 | 0 | 0 | 73.1447 | 0 | 1250.85 | 7094.794 | 3567.397 | 3527.397 | 0 | 3567.397 | 8 | 0
19 | 8 | 31 | 40.35 | 40.35 | 1341.2019 | 1250.85 | 0 | 0 | 90.3519 | 0 | 1250.85 | 7094.794 | 3567.397 | 3527.397 | 0 | 3567.397 | 8 | 0
19 | 9 | 30 | 40.35 | 40.35 | 1294.5654 | 1210.5 | 0 | 0 | 84.0654 | 0 | 1210.5 | 6867.22 | 3453.61 | 3413.61 | 0 | 3453.61 | 8 | 0
19 | 10 | 31 | 40.35 | 40.35 | 1242.5416 | 1242.5416 | 0 | 0 | 0 | 0 | 1259.1584 | 7094.794 | 3590.8267 | 3503.9673 | 0 | 3590.8267 | 8 | 0
19 | 11 | 30 | 40.35 | 40.35 | 1101.3455 | 1101.3455 | 0 | 0 | 0 | 0 | 1319.6545 | 6867.22 | 3761.4257 | 3105.7943 | 0 | 3761.4257 | 8 | 0
19 | 12 | 31 | 40.35 | 40.35 | 1048.5176 | 1048.5176 | 0 | 0 | 0 | 0 | 1453.1824 | 7094.794 | 4137.9744 | 2956.8196 | 0 | 4137.9744 | 8 | 0
20 | 1 | 31 | 40.35 | 40.35 | 1050.4755 | 1050.4755 | 0 | 0 | 0 | 0 | 1451.2245 | 7094.794 | 4132.4531 | 2962.3409 | 0 | 4132.4531 | 9 | 0
20 | 2 | 28 | 40.35 | 40.35 | 1035.6744 | 1035.6744 | 0 | 0 | 0 | 0 | 1223.9256 | 6412.072 | 3491.4701 | 2920.6019 | 0 | 3491.4701 | 9 | 0
20 | 3 | 31 | 40.35 | 40.35 | 1288.5726 | 1250.85 | 0 | 0 | 37.7226 | 0 | 1250.85 | 7094.794 | 3567.397 | 3527.397 | 0 | 3567.397 | 9 | -2.2737e-13
20 | 4 | 30 | 40.35 | 40.35 | 1286.9725 | 1210.5 | 0 | 0 | 76.4725 | 0 | 1210.5 | 6867.22 | 3453.61 | 3413.61 | 0 | 3453.61 | 9 | 0
20 | 5 | 31 | 40.35 | 40.35 | 1301.8536 | 1250.85 | 0 | 0 | 51.0036 | 0 | 1250.85 | 7094.794 | 3567.397 | 3527.397 | 0 | 3567.397 | 9 | 0
20 | 6 | 30 | 40.35 | 40.35 | 1269.0512 | 1210.5 | 0 | 0 | 58.5512 | 0 | 1210.5 | 6867.22 | 3453.61 | 3413.61 | 0 | 3453.61 | 9 | 2.2737e-13
20 | 7 | 31 | 40.35 | 40.35 | 1317.3747 | 1250.85 | 0 | 0 | 66.5247 | 0 | 1250.85 | 7094.794 | 3567.397 | 3527.397 | 0 | 3567.397 | 9 | 0
20 | 8 | 31 | 40.35 | 40.35 | 1334.4959 | 1250.85 | 0 | 0 | 83.6459 | 0 | 1250.85 | 7094.794 | 3567.397 | 3527.397 | 0 | 3567.397 | 9 | 0
20 | 9 | 30 | 40.35 | 40.35 | 1288.0926 | 1210.5 | 0 | 0 | 77.5926 | 0 | 1210.5 | 6867.22 | 3453.61 | 3413.61 | 0 | 3453.61 | 9 | 0
20 | 10 | 31 | 40.35 | 40.35 | 1236.3289 | 1236.3289 | 0 | 0 | 0 | 0 | 1265.3711 | 7094.794 | 3608.3466 | 3486.4474 | 0 | 3608.3466 | 9 | 0
20 | 11 | 30 | 40.35 | 40.35 | 1095.8388 | 1095.8388 | 0 | 0 | 0 | 0 | 1325.1612 | 6867.22 | 3776.9547 | 3090.2653 | 0 | 3776.9547 | 9 | 0
20 | 12 | 31 | 40.35 | 40.35 | 1043.275 | 1043.275 | 0 | 0 | 0 | 0 | 1458.425 | 7094.794 | 4152.7585 | 2942.0355 | 0 | 4152.7585 | 9 | 0
Battery only — monthly calculations
years | month | Days | Day load kWh/d | Night load kWh/d | PV kWh/mo | Direct use kWh/mo | Charge kWh/mo | Discharge kWh/mo | Unused PV kWh/mo | Losses kWh/mo | Grid imports kWh/mo | Baseline EGP | New bill EGP | Bill savings EGP | Operating capacity kWh | Matched PV-only bill (EGP) | Battery age | Balance check kWh
1 | 1 | 31 | 40.35 | 40.35 | 0 | 0 | 0 | 0 | 0 | 0 | 2501.7 | 7094.794 | 7094.794 | 0 | 0 | 7094.794 | 0 | 0
1 | 2 | 28 | 40.35 | 40.35 | 0 | 0 | 0 | 0 | 0 | 0 | 2259.6 | 6412.072 | 6412.072 | 0 | 0 | 6412.072 | 0 | 0
1 | 3 | 31 | 40.35 | 40.35 | 0 | 0 | 0 | 0 | 0 | 0 | 2501.7 | 7094.794 | 7094.794 | 0 | 0 | 7094.794 | 0 | 0
1 | 4 | 30 | 40.35 | 40.35 | 0 | 0 | 0 | 0 | 0 | 0 | 2421 | 6867.22 | 6867.22 | 0 | 0 | 6867.22 | 0 | 0
1 | 5 | 31 | 40.35 | 40.35 | 0 | 0 | 0 | 0 | 0 | 0 | 2501.7 | 7094.794 | 7094.794 | 0 | 0 | 7094.794 | 0 | 0
1 | 6 | 30 | 40.35 | 40.35 | 0 | 0 | 0 | 0 | 0 | 0 | 2421 | 6867.22 | 6867.22 | 0 | 0 | 6867.22 | 0 | 0
1 | 7 | 31 | 40.35 | 40.35 | 0 | 0 | 0 | 0 | 0 | 0 | 2501.7 | 7094.794 | 7094.794 | 0 | 0 | 7094.794 | 0 | 0
1 | 8 | 31 | 40.35 | 40.35 | 0 | 0 | 0 | 0 | 0 | 0 | 2501.7 | 7094.794 | 7094.794 | 0 | 0 | 7094.794 | 0 | 0
1 | 9 | 30 | 40.35 | 40.35 | 0 | 0 | 0 | 0 | 0 | 0 | 2421 | 6867.22 | 6867.22 | 0 | 0 | 6867.22 | 0 | 0
1 | 10 | 31 | 40.35 | 40.35 | 0 | 0 | 0 | 0 | 0 | 0 | 2501.7 | 7094.794 | 7094.794 | 0 | 0 | 7094.794 | 0 | 0
1 | 11 | 30 | 40.35 | 40.35 | 0 | 0 | 0 | 0 | 0 | 0 | 2421 | 6867.22 | 6867.22 | 0 | 0 | 6867.22 | 0 | 0
1 | 12 | 31 | 40.35 | 40.35 | 0 | 0 | 0 | 0 | 0 | 0 | 2501.7 | 7094.794 | 7094.794 | 0 | 0 | 7094.794 | 0 | 0
2 | 1 | 31 | 40.35 | 40.35 | 0 | 0 | 0 | 0 | 0 | 0 | 2501.7 | 7094.794 | 7094.794 | 0 | 0 | 7094.794 | 1 | 0
2 | 2 | 29 | 40.35 | 40.35 | 0 | 0 | 0 | 0 | 0 | 0 | 2340.3 | 6639.646 | 6639.646 | 0 | 0 | 6639.646 | 1 | 0
2 | 3 | 31 | 40.35 | 40.35 | 0 | 0 | 0 | 0 | 0 | 0 | 2501.7 | 7094.794 | 7094.794 | 0 | 0 | 7094.794 | 1 | 0
2 | 4 | 30 | 40.35 | 40.35 | 0 | 0 | 0 | 0 | 0 | 0 | 2421 | 6867.22 | 6867.22 | 0 | 0 | 6867.22 | 1 | 0
2 | 5 | 31 | 40.35 | 40.35 | 0 | 0 | 0 | 0 | 0 | 0 | 2501.7 | 7094.794 | 7094.794 | 0 | 0 | 7094.794 | 1 | 0
2 | 6 | 30 | 40.35 | 40.35 | 0 | 0 | 0 | 0 | 0 | 0 | 2421 | 6867.22 | 6867.22 | 0 | 0 | 6867.22 | 1 | 0
2 | 7 | 31 | 40.35 | 40.35 | 0 | 0 | 0 | 0 | 0 | 0 | 2501.7 | 7094.794 | 7094.794 | 0 | 0 | 7094.794 | 1 | 0
2 | 8 | 31 | 40.35 | 40.35 | 0 | 0 | 0 | 0 | 0 | 0 | 2501.7 | 7094.794 | 7094.794 | 0 | 0 | 7094.794 | 1 | 0
2 | 9 | 30 | 40.35 | 40.35 | 0 | 0 | 0 | 0 | 0 | 0 | 2421 | 6867.22 | 6867.22 | 0 | 0 | 6867.22 | 1 | 0
2 | 10 | 31 | 40.35 | 40.35 | 0 | 0 | 0 | 0 | 0 | 0 | 2501.7 | 7094.794 | 7094.794 | 0 | 0 | 7094.794 | 1 | 0
2 | 11 | 30 | 40.35 | 40.35 | 0 | 0 | 0 | 0 | 0 | 0 | 2421 | 6867.22 | 6867.22 | 0 | 0 | 6867.22 | 1 | 0
2 | 12 | 31 | 40.35 | 40.35 | 0 | 0 | 0 | 0 | 0 | 0 | 2501.7 | 7094.794 | 7094.794 | 0 | 0 | 7094.794 | 1 | 0
3 | 1 | 31 | 40.35 | 40.35 | 0 | 0 | 0 | 0 | 0 | 0 | 2501.7 | 7094.794 | 7094.794 | 0 | 0 | 7094.794 | 2 | 0
3 | 2 | 28 | 40.35 | 40.35 | 0 | 0 | 0 | 0 | 0 | 0 | 2259.6 | 6412.072 | 6412.072 | 0 | 0 | 6412.072 | 2 | 0
3 | 3 | 31 | 40.35 | 40.35 | 0 | 0 | 0 | 0 | 0 | 0 | 2501.7 | 7094.794 | 7094.794 | 0 | 0 | 7094.794 | 2 | 0
3 | 4 | 30 | 40.35 | 40.35 | 0 | 0 | 0 | 0 | 0 | 0 | 2421 | 6867.22 | 6867.22 | 0 | 0 | 6867.22 | 2 | 0
3 | 5 | 31 | 40.35 | 40.35 | 0 | 0 | 0 | 0 | 0 | 0 | 2501.7 | 7094.794 | 7094.794 | 0 | 0 | 7094.794 | 2 | 0
3 | 6 | 30 | 40.35 | 40.35 | 0 | 0 | 0 | 0 | 0 | 0 | 2421 | 6867.22 | 6867.22 | 0 | 0 | 6867.22 | 2 | 0
3 | 7 | 31 | 40.35 | 40.35 | 0 | 0 | 0 | 0 | 0 | 0 | 2501.7 | 7094.794 | 7094.794 | 0 | 0 | 7094.794 | 2 | 0
3 | 8 | 31 | 40.35 | 40.35 | 0 | 0 | 0 | 0 | 0 | 0 | 2501.7 | 7094.794 | 7094.794 | 0 | 0 | 7094.794 | 2 | 0
3 | 9 | 30 | 40.35 | 40.35 | 0 | 0 | 0 | 0 | 0 | 0 | 2421 | 6867.22 | 6867.22 | 0 | 0 | 6867.22 | 2 | 0
3 | 10 | 31 | 40.35 | 40.35 | 0 | 0 | 0 | 0 | 0 | 0 | 2501.7 | 7094.794 | 7094.794 | 0 | 0 | 7094.794 | 2 | 0
3 | 11 | 30 | 40.35 | 40.35 | 0 | 0 | 0 | 0 | 0 | 0 | 2421 | 6867.22 | 6867.22 | 0 | 0 | 6867.22 | 2 | 0
3 | 12 | 31 | 40.35 | 40.35 | 0 | 0 | 0 | 0 | 0 | 0 | 2501.7 | 7094.794 | 7094.794 | 0 | 0 | 7094.794 | 2 | 0
4 | 1 | 31 | 40.35 | 40.35 | 0 | 0 | 0 | 0 | 0 | 0 | 2501.7 | 7094.794 | 7094.794 | 0 | 0 | 7094.794 | 3 | 0
4 | 2 | 28 | 40.35 | 40.35 | 0 | 0 | 0 | 0 | 0 | 0 | 2259.6 | 6412.072 | 6412.072 | 0 | 0 | 6412.072 | 3 | 0
4 | 3 | 31 | 40.35 | 40.35 | 0 | 0 | 0 | 0 | 0 | 0 | 2501.7 | 7094.794 | 7094.794 | 0 | 0 | 7094.794 | 3 | 0
4 | 4 | 30 | 40.35 | 40.35 | 0 | 0 | 0 | 0 | 0 | 0 | 2421 | 6867.22 | 6867.22 | 0 | 0 | 6867.22 | 3 | 0
4 | 5 | 31 | 40.35 | 40.35 | 0 | 0 | 0 | 0 | 0 | 0 | 2501.7 | 7094.794 | 7094.794 | 0 | 0 | 7094.794 | 3 | 0
4 | 6 | 30 | 40.35 | 40.35 | 0 | 0 | 0 | 0 | 0 | 0 | 2421 | 6867.22 | 6867.22 | 0 | 0 | 6867.22 | 3 | 0
4 | 7 | 31 | 40.35 | 40.35 | 0 | 0 | 0 | 0 | 0 | 0 | 2501.7 | 7094.794 | 7094.794 | 0 | 0 | 7094.794 | 3 | 0
4 | 8 | 31 | 40.35 | 40.35 | 0 | 0 | 0 | 0 | 0 | 0 | 2501.7 | 7094.794 | 7094.794 | 0 | 0 | 7094.794 | 3 | 0
4 | 9 | 30 | 40.35 | 40.35 | 0 | 0 | 0 | 0 | 0 | 0 | 2421 | 6867.22 | 6867.22 | 0 | 0 | 6867.22 | 3 | 0
4 | 10 | 31 | 40.35 | 40.35 | 0 | 0 | 0 | 0 | 0 | 0 | 2501.7 | 7094.794 | 7094.794 | 0 | 0 | 7094.794 | 3 | 0
4 | 11 | 30 | 40.35 | 40.35 | 0 | 0 | 0 | 0 | 0 | 0 | 2421 | 6867.22 | 6867.22 | 0 | 0 | 6867.22 | 3 | 0
4 | 12 | 31 | 40.35 | 40.35 | 0 | 0 | 0 | 0 | 0 | 0 | 2501.7 | 7094.794 | 7094.794 | 0 | 0 | 7094.794 | 3 | 0
5 | 1 | 31 | 40.35 | 40.35 | 0 | 0 | 0 | 0 | 0 | 0 | 2501.7 | 7094.794 | 7094.794 | 0 | 0 | 7094.794 | 4 | 0
5 | 2 | 28 | 40.35 | 40.35 | 0 | 0 | 0 | 0 | 0 | 0 | 2259.6 | 6412.072 | 6412.072 | 0 | 0 | 6412.072 | 4 | 0
5 | 3 | 31 | 40.35 | 40.35 | 0 | 0 | 0 | 0 | 0 | 0 | 2501.7 | 7094.794 | 7094.794 | 0 | 0 | 7094.794 | 4 | 0
5 | 4 | 30 | 40.35 | 40.35 | 0 | 0 | 0 | 0 | 0 | 0 | 2421 | 6867.22 | 6867.22 | 0 | 0 | 6867.22 | 4 | 0
5 | 5 | 31 | 40.35 | 40.35 | 0 | 0 | 0 | 0 | 0 | 0 | 2501.7 | 7094.794 | 7094.794 | 0 | 0 | 7094.794 | 4 | 0
5 | 6 | 30 | 40.35 | 40.35 | 0 | 0 | 0 | 0 | 0 | 0 | 2421 | 6867.22 | 6867.22 | 0 | 0 | 6867.22 | 4 | 0
5 | 7 | 31 | 40.35 | 40.35 | 0 | 0 | 0 | 0 | 0 | 0 | 2501.7 | 7094.794 | 7094.794 | 0 | 0 | 7094.794 | 4 | 0
5 | 8 | 31 | 40.35 | 40.35 | 0 | 0 | 0 | 0 | 0 | 0 | 2501.7 | 7094.794 | 7094.794 | 0 | 0 | 7094.794 | 4 | 0
5 | 9 | 30 | 40.35 | 40.35 | 0 | 0 | 0 | 0 | 0 | 0 | 2421 | 6867.22 | 6867.22 | 0 | 0 | 6867.22 | 4 | 0
5 | 10 | 31 | 40.35 | 40.35 | 0 | 0 | 0 | 0 | 0 | 0 | 2501.7 | 7094.794 | 7094.794 | 0 | 0 | 7094.794 | 4 | 0
5 | 11 | 30 | 40.35 | 40.35 | 0 | 0 | 0 | 0 | 0 | 0 | 2421 | 6867.22 | 6867.22 | 0 | 0 | 6867.22 | 4 | 0
5 | 12 | 31 | 40.35 | 40.35 | 0 | 0 | 0 | 0 | 0 | 0 | 2501.7 | 7094.794 | 7094.794 | 0 | 0 | 7094.794 | 4 | 0
6 | 1 | 31 | 40.35 | 40.35 | 0 | 0 | 0 | 0 | 0 | 0 | 2501.7 | 7094.794 | 7094.794 | 0 | 0 | 7094.794 | 5 | 0
6 | 2 | 29 | 40.35 | 40.35 | 0 | 0 | 0 | 0 | 0 | 0 | 2340.3 | 6639.646 | 6639.646 | 0 | 0 | 6639.646 | 5 | 0
6 | 3 | 31 | 40.35 | 40.35 | 0 | 0 | 0 | 0 | 0 | 0 | 2501.7 | 7094.794 | 7094.794 | 0 | 0 | 7094.794 | 5 | 0
6 | 4 | 30 | 40.35 | 40.35 | 0 | 0 | 0 | 0 | 0 | 0 | 2421 | 6867.22 | 6867.22 | 0 | 0 | 6867.22 | 5 | 0
6 | 5 | 31 | 40.35 | 40.35 | 0 | 0 | 0 | 0 | 0 | 0 | 2501.7 | 7094.794 | 7094.794 | 0 | 0 | 7094.794 | 5 | 0
6 | 6 | 30 | 40.35 | 40.35 | 0 | 0 | 0 | 0 | 0 | 0 | 2421 | 6867.22 | 6867.22 | 0 | 0 | 6867.22 | 5 | 0
6 | 7 | 31 | 40.35 | 40.35 | 0 | 0 | 0 | 0 | 0 | 0 | 2501.7 | 7094.794 | 7094.794 | 0 | 0 | 7094.794 | 5 | 0
6 | 8 | 31 | 40.35 | 40.35 | 0 | 0 | 0 | 0 | 0 | 0 | 2501.7 | 7094.794 | 7094.794 | 0 | 0 | 7094.794 | 5 | 0
6 | 9 | 30 | 40.35 | 40.35 | 0 | 0 | 0 | 0 | 0 | 0 | 2421 | 6867.22 | 6867.22 | 0 | 0 | 6867.22 | 5 | 0
6 | 10 | 31 | 40.35 | 40.35 | 0 | 0 | 0 | 0 | 0 | 0 | 2501.7 | 7094.794 | 7094.794 | 0 | 0 | 7094.794 | 5 | 0
6 | 11 | 30 | 40.35 | 40.35 | 0 | 0 | 0 | 0 | 0 | 0 | 2421 | 6867.22 | 6867.22 | 0 | 0 | 6867.22 | 5 | 0
6 | 12 | 31 | 40.35 | 40.35 | 0 | 0 | 0 | 0 | 0 | 0 | 2501.7 | 7094.794 | 7094.794 | 0 | 0 | 7094.794 | 5 | 0
7 | 1 | 31 | 40.35 | 40.35 | 0 | 0 | 0 | 0 | 0 | 0 | 2501.7 | 7094.794 | 7094.794 | 0 | 0 | 7094.794 | 6 | 0
7 | 2 | 28 | 40.35 | 40.35 | 0 | 0 | 0 | 0 | 0 | 0 | 2259.6 | 6412.072 | 6412.072 | 0 | 0 | 6412.072 | 6 | 0
7 | 3 | 31 | 40.35 | 40.35 | 0 | 0 | 0 | 0 | 0 | 0 | 2501.7 | 7094.794 | 7094.794 | 0 | 0 | 7094.794 | 6 | 0
7 | 4 | 30 | 40.35 | 40.35 | 0 | 0 | 0 | 0 | 0 | 0 | 2421 | 6867.22 | 6867.22 | 0 | 0 | 6867.22 | 6 | 0
7 | 5 | 31 | 40.35 | 40.35 | 0 | 0 | 0 | 0 | 0 | 0 | 2501.7 | 7094.794 | 7094.794 | 0 | 0 | 7094.794 | 6 | 0
7 | 6 | 30 | 40.35 | 40.35 | 0 | 0 | 0 | 0 | 0 | 0 | 2421 | 6867.22 | 6867.22 | 0 | 0 | 6867.22 | 6 | 0
7 | 7 | 31 | 40.35 | 40.35 | 0 | 0 | 0 | 0 | 0 | 0 | 2501.7 | 7094.794 | 7094.794 | 0 | 0 | 7094.794 | 6 | 0
7 | 8 | 31 | 40.35 | 40.35 | 0 | 0 | 0 | 0 | 0 | 0 | 2501.7 | 7094.794 | 7094.794 | 0 | 0 | 7094.794 | 6 | 0
7 | 9 | 30 | 40.35 | 40.35 | 0 | 0 | 0 | 0 | 0 | 0 | 2421 | 6867.22 | 6867.22 | 0 | 0 | 6867.22 | 6 | 0
7 | 10 | 31 | 40.35 | 40.35 | 0 | 0 | 0 | 0 | 0 | 0 | 2501.7 | 7094.794 | 7094.794 | 0 | 0 | 7094.794 | 6 | 0
7 | 11 | 30 | 40.35 | 40.35 | 0 | 0 | 0 | 0 | 0 | 0 | 2421 | 6867.22 | 6867.22 | 0 | 0 | 6867.22 | 6 | 0
7 | 12 | 31 | 40.35 | 40.35 | 0 | 0 | 0 | 0 | 0 | 0 | 2501.7 | 7094.794 | 7094.794 | 0 | 0 | 7094.794 | 6 | 0
8 | 1 | 31 | 40.35 | 40.35 | 0 | 0 | 0 | 0 | 0 | 0 | 2501.7 | 7094.794 | 7094.794 | 0 | 0 | 7094.794 | 7 | 0
8 | 2 | 28 | 40.35 | 40.35 | 0 | 0 | 0 | 0 | 0 | 0 | 2259.6 | 6412.072 | 6412.072 | 0 | 0 | 6412.072 | 7 | 0
8 | 3 | 31 | 40.35 | 40.35 | 0 | 0 | 0 | 0 | 0 | 0 | 2501.7 | 7094.794 | 7094.794 | 0 | 0 | 7094.794 | 7 | 0
8 | 4 | 30 | 40.35 | 40.35 | 0 | 0 | 0 | 0 | 0 | 0 | 2421 | 6867.22 | 6867.22 | 0 | 0 | 6867.22 | 7 | 0
8 | 5 | 31 | 40.35 | 40.35 | 0 | 0 | 0 | 0 | 0 | 0 | 2501.7 | 7094.794 | 7094.794 | 0 | 0 | 7094.794 | 7 | 0
8 | 6 | 30 | 40.35 | 40.35 | 0 | 0 | 0 | 0 | 0 | 0 | 2421 | 6867.22 | 6867.22 | 0 | 0 | 6867.22 | 7 | 0
8 | 7 | 31 | 40.35 | 40.35 | 0 | 0 | 0 | 0 | 0 | 0 | 2501.7 | 7094.794 | 7094.794 | 0 | 0 | 7094.794 | 7 | 0
8 | 8 | 31 | 40.35 | 40.35 | 0 | 0 | 0 | 0 | 0 | 0 | 2501.7 | 7094.794 | 7094.794 | 0 | 0 | 7094.794 | 7 | 0
8 | 9 | 30 | 40.35 | 40.35 | 0 | 0 | 0 | 0 | 0 | 0 | 2421 | 6867.22 | 6867.22 | 0 | 0 | 6867.22 | 7 | 0
8 | 10 | 31 | 40.35 | 40.35 | 0 | 0 | 0 | 0 | 0 | 0 | 2501.7 | 7094.794 | 7094.794 | 0 | 0 | 7094.794 | 7 | 0
8 | 11 | 30 | 40.35 | 40.35 | 0 | 0 | 0 | 0 | 0 | 0 | 2421 | 6867.22 | 6867.22 | 0 | 0 | 6867.22 | 7 | 0
8 | 12 | 31 | 40.35 | 40.35 | 0 | 0 | 0 | 0 | 0 | 0 | 2501.7 | 7094.794 | 7094.794 | 0 | 0 | 7094.794 | 7 | 0
9 | 1 | 31 | 40.35 | 40.35 | 0 | 0 | 0 | 0 | 0 | 0 | 2501.7 | 7094.794 | 7094.794 | 0 | 0 | 7094.794 | 8 | 0
9 | 2 | 28 | 40.35 | 40.35 | 0 | 0 | 0 | 0 | 0 | 0 | 2259.6 | 6412.072 | 6412.072 | 0 | 0 | 6412.072 | 8 | 0
9 | 3 | 31 | 40.35 | 40.35 | 0 | 0 | 0 | 0 | 0 | 0 | 2501.7 | 7094.794 | 7094.794 | 0 | 0 | 7094.794 | 8 | 0
9 | 4 | 30 | 40.35 | 40.35 | 0 | 0 | 0 | 0 | 0 | 0 | 2421 | 6867.22 | 6867.22 | 0 | 0 | 6867.22 | 8 | 0
9 | 5 | 31 | 40.35 | 40.35 | 0 | 0 | 0 | 0 | 0 | 0 | 2501.7 | 7094.794 | 7094.794 | 0 | 0 | 7094.794 | 8 | 0
9 | 6 | 30 | 40.35 | 40.35 | 0 | 0 | 0 | 0 | 0 | 0 | 2421 | 6867.22 | 6867.22 | 0 | 0 | 6867.22 | 8 | 0
9 | 7 | 31 | 40.35 | 40.35 | 0 | 0 | 0 | 0 | 0 | 0 | 2501.7 | 7094.794 | 7094.794 | 0 | 0 | 7094.794 | 8 | 0
9 | 8 | 31 | 40.35 | 40.35 | 0 | 0 | 0 | 0 | 0 | 0 | 2501.7 | 7094.794 | 7094.794 | 0 | 0 | 7094.794 | 8 | 0
9 | 9 | 30 | 40.35 | 40.35 | 0 | 0 | 0 | 0 | 0 | 0 | 2421 | 6867.22 | 6867.22 | 0 | 0 | 6867.22 | 8 | 0
9 | 10 | 31 | 40.35 | 40.35 | 0 | 0 | 0 | 0 | 0 | 0 | 2501.7 | 7094.794 | 7094.794 | 0 | 0 | 7094.794 | 8 | 0
9 | 11 | 30 | 40.35 | 40.35 | 0 | 0 | 0 | 0 | 0 | 0 | 2421 | 6867.22 | 6867.22 | 0 | 0 | 6867.22 | 8 | 0
9 | 12 | 31 | 40.35 | 40.35 | 0 | 0 | 0 | 0 | 0 | 0 | 2501.7 | 7094.794 | 7094.794 | 0 | 0 | 7094.794 | 8 | 0
10 | 1 | 31 | 40.35 | 40.35 | 0 | 0 | 0 | 0 | 0 | 0 | 2501.7 | 7094.794 | 7094.794 | 0 | 0 | 7094.794 | 9 | 0
10 | 2 | 29 | 40.35 | 40.35 | 0 | 0 | 0 | 0 | 0 | 0 | 2340.3 | 6639.646 | 6639.646 | 0 | 0 | 6639.646 | 9 | 0
10 | 3 | 31 | 40.35 | 40.35 | 0 | 0 | 0 | 0 | 0 | 0 | 2501.7 | 7094.794 | 7094.794 | 0 | 0 | 7094.794 | 9 | 0
10 | 4 | 30 | 40.35 | 40.35 | 0 | 0 | 0 | 0 | 0 | 0 | 2421 | 6867.22 | 6867.22 | 0 | 0 | 6867.22 | 9 | 0
10 | 5 | 31 | 40.35 | 40.35 | 0 | 0 | 0 | 0 | 0 | 0 | 2501.7 | 7094.794 | 7094.794 | 0 | 0 | 7094.794 | 9 | 0
10 | 6 | 30 | 40.35 | 40.35 | 0 | 0 | 0 | 0 | 0 | 0 | 2421 | 6867.22 | 6867.22 | 0 | 0 | 6867.22 | 9 | 0
10 | 7 | 31 | 40.35 | 40.35 | 0 | 0 | 0 | 0 | 0 | 0 | 2501.7 | 7094.794 | 7094.794 | 0 | 0 | 7094.794 | 9 | 0
10 | 8 | 31 | 40.35 | 40.35 | 0 | 0 | 0 | 0 | 0 | 0 | 2501.7 | 7094.794 | 7094.794 | 0 | 0 | 7094.794 | 9 | 0
10 | 9 | 30 | 40.35 | 40.35 | 0 | 0 | 0 | 0 | 0 | 0 | 2421 | 6867.22 | 6867.22 | 0 | 0 | 6867.22 | 9 | 0
10 | 10 | 31 | 40.35 | 40.35 | 0 | 0 | 0 | 0 | 0 | 0 | 2501.7 | 7094.794 | 7094.794 | 0 | 0 | 7094.794 | 9 | 0
10 | 11 | 30 | 40.35 | 40.35 | 0 | 0 | 0 | 0 | 0 | 0 | 2421 | 6867.22 | 6867.22 | 0 | 0 | 6867.22 | 9 | 0
10 | 12 | 31 | 40.35 | 40.35 | 0 | 0 | 0 | 0 | 0 | 0 | 2501.7 | 7094.794 | 7094.794 | 0 | 0 | 7094.794 | 9 | 0
11 | 1 | 31 | 40.35 | 40.35 | 0 | 0 | 0 | 0 | 0 | 0 | 2501.7 | 7094.794 | 7094.794 | 0 | 0 | 7094.794 | 0 | 0
11 | 2 | 28 | 40.35 | 40.35 | 0 | 0 | 0 | 0 | 0 | 0 | 2259.6 | 6412.072 | 6412.072 | 0 | 0 | 6412.072 | 0 | 0
11 | 3 | 31 | 40.35 | 40.35 | 0 | 0 | 0 | 0 | 0 | 0 | 2501.7 | 7094.794 | 7094.794 | 0 | 0 | 7094.794 | 0 | 0
11 | 4 | 30 | 40.35 | 40.35 | 0 | 0 | 0 | 0 | 0 | 0 | 2421 | 6867.22 | 6867.22 | 0 | 0 | 6867.22 | 0 | 0
11 | 5 | 31 | 40.35 | 40.35 | 0 | 0 | 0 | 0 | 0 | 0 | 2501.7 | 7094.794 | 7094.794 | 0 | 0 | 7094.794 | 0 | 0
11 | 6 | 30 | 40.35 | 40.35 | 0 | 0 | 0 | 0 | 0 | 0 | 2421 | 6867.22 | 6867.22 | 0 | 0 | 6867.22 | 0 | 0
11 | 7 | 31 | 40.35 | 40.35 | 0 | 0 | 0 | 0 | 0 | 0 | 2501.7 | 7094.794 | 7094.794 | 0 | 0 | 7094.794 | 0 | 0
11 | 8 | 31 | 40.35 | 40.35 | 0 | 0 | 0 | 0 | 0 | 0 | 2501.7 | 7094.794 | 7094.794 | 0 | 0 | 7094.794 | 0 | 0
11 | 9 | 30 | 40.35 | 40.35 | 0 | 0 | 0 | 0 | 0 | 0 | 2421 | 6867.22 | 6867.22 | 0 | 0 | 6867.22 | 0 | 0
11 | 10 | 31 | 40.35 | 40.35 | 0 | 0 | 0 | 0 | 0 | 0 | 2501.7 | 7094.794 | 7094.794 | 0 | 0 | 7094.794 | 0 | 0
11 | 11 | 30 | 40.35 | 40.35 | 0 | 0 | 0 | 0 | 0 | 0 | 2421 | 6867.22 | 6867.22 | 0 | 0 | 6867.22 | 0 | 0
11 | 12 | 31 | 40.35 | 40.35 | 0 | 0 | 0 | 0 | 0 | 0 | 2501.7 | 7094.794 | 7094.794 | 0 | 0 | 7094.794 | 0 | 0
12 | 1 | 31 | 40.35 | 40.35 | 0 | 0 | 0 | 0 | 0 | 0 | 2501.7 | 7094.794 | 7094.794 | 0 | 0 | 7094.794 | 1 | 0
12 | 2 | 28 | 40.35 | 40.35 | 0 | 0 | 0 | 0 | 0 | 0 | 2259.6 | 6412.072 | 6412.072 | 0 | 0 | 6412.072 | 1 | 0
12 | 3 | 31 | 40.35 | 40.35 | 0 | 0 | 0 | 0 | 0 | 0 | 2501.7 | 7094.794 | 7094.794 | 0 | 0 | 7094.794 | 1 | 0
12 | 4 | 30 | 40.35 | 40.35 | 0 | 0 | 0 | 0 | 0 | 0 | 2421 | 6867.22 | 6867.22 | 0 | 0 | 6867.22 | 1 | 0
12 | 5 | 31 | 40.35 | 40.35 | 0 | 0 | 0 | 0 | 0 | 0 | 2501.7 | 7094.794 | 7094.794 | 0 | 0 | 7094.794 | 1 | 0
12 | 6 | 30 | 40.35 | 40.35 | 0 | 0 | 0 | 0 | 0 | 0 | 2421 | 6867.22 | 6867.22 | 0 | 0 | 6867.22 | 1 | 0
12 | 7 | 31 | 40.35 | 40.35 | 0 | 0 | 0 | 0 | 0 | 0 | 2501.7 | 7094.794 | 7094.794 | 0 | 0 | 7094.794 | 1 | 0
12 | 8 | 31 | 40.35 | 40.35 | 0 | 0 | 0 | 0 | 0 | 0 | 2501.7 | 7094.794 | 7094.794 | 0 | 0 | 7094.794 | 1 | 0
12 | 9 | 30 | 40.35 | 40.35 | 0 | 0 | 0 | 0 | 0 | 0 | 2421 | 6867.22 | 6867.22 | 0 | 0 | 6867.22 | 1 | 0
12 | 10 | 31 | 40.35 | 40.35 | 0 | 0 | 0 | 0 | 0 | 0 | 2501.7 | 7094.794 | 7094.794 | 0 | 0 | 7094.794 | 1 | 0
12 | 11 | 30 | 40.35 | 40.35 | 0 | 0 | 0 | 0 | 0 | 0 | 2421 | 6867.22 | 6867.22 | 0 | 0 | 6867.22 | 1 | 0
12 | 12 | 31 | 40.35 | 40.35 | 0 | 0 | 0 | 0 | 0 | 0 | 2501.7 | 7094.794 | 7094.794 | 0 | 0 | 7094.794 | 1 | 0
13 | 1 | 31 | 40.35 | 40.35 | 0 | 0 | 0 | 0 | 0 | 0 | 2501.7 | 7094.794 | 7094.794 | 0 | 0 | 7094.794 | 2 | 0
13 | 2 | 28 | 40.35 | 40.35 | 0 | 0 | 0 | 0 | 0 | 0 | 2259.6 | 6412.072 | 6412.072 | 0 | 0 | 6412.072 | 2 | 0
13 | 3 | 31 | 40.35 | 40.35 | 0 | 0 | 0 | 0 | 0 | 0 | 2501.7 | 7094.794 | 7094.794 | 0 | 0 | 7094.794 | 2 | 0
13 | 4 | 30 | 40.35 | 40.35 | 0 | 0 | 0 | 0 | 0 | 0 | 2421 | 6867.22 | 6867.22 | 0 | 0 | 6867.22 | 2 | 0
13 | 5 | 31 | 40.35 | 40.35 | 0 | 0 | 0 | 0 | 0 | 0 | 2501.7 | 7094.794 | 7094.794 | 0 | 0 | 7094.794 | 2 | 0
13 | 6 | 30 | 40.35 | 40.35 | 0 | 0 | 0 | 0 | 0 | 0 | 2421 | 6867.22 | 6867.22 | 0 | 0 | 6867.22 | 2 | 0
13 | 7 | 31 | 40.35 | 40.35 | 0 | 0 | 0 | 0 | 0 | 0 | 2501.7 | 7094.794 | 7094.794 | 0 | 0 | 7094.794 | 2 | 0
13 | 8 | 31 | 40.35 | 40.35 | 0 | 0 | 0 | 0 | 0 | 0 | 2501.7 | 7094.794 | 7094.794 | 0 | 0 | 7094.794 | 2 | 0
13 | 9 | 30 | 40.35 | 40.35 | 0 | 0 | 0 | 0 | 0 | 0 | 2421 | 6867.22 | 6867.22 | 0 | 0 | 6867.22 | 2 | 0
13 | 10 | 31 | 40.35 | 40.35 | 0 | 0 | 0 | 0 | 0 | 0 | 2501.7 | 7094.794 | 7094.794 | 0 | 0 | 7094.794 | 2 | 0
13 | 11 | 30 | 40.35 | 40.35 | 0 | 0 | 0 | 0 | 0 | 0 | 2421 | 6867.22 | 6867.22 | 0 | 0 | 6867.22 | 2 | 0
13 | 12 | 31 | 40.35 | 40.35 | 0 | 0 | 0 | 0 | 0 | 0 | 2501.7 | 7094.794 | 7094.794 | 0 | 0 | 7094.794 | 2 | 0
14 | 1 | 31 | 40.35 | 40.35 | 0 | 0 | 0 | 0 | 0 | 0 | 2501.7 | 7094.794 | 7094.794 | 0 | 0 | 7094.794 | 3 | 0
14 | 2 | 29 | 40.35 | 40.35 | 0 | 0 | 0 | 0 | 0 | 0 | 2340.3 | 6639.646 | 6639.646 | 0 | 0 | 6639.646 | 3 | 0
14 | 3 | 31 | 40.35 | 40.35 | 0 | 0 | 0 | 0 | 0 | 0 | 2501.7 | 7094.794 | 7094.794 | 0 | 0 | 7094.794 | 3 | 0
14 | 4 | 30 | 40.35 | 40.35 | 0 | 0 | 0 | 0 | 0 | 0 | 2421 | 6867.22 | 6867.22 | 0 | 0 | 6867.22 | 3 | 0
14 | 5 | 31 | 40.35 | 40.35 | 0 | 0 | 0 | 0 | 0 | 0 | 2501.7 | 7094.794 | 7094.794 | 0 | 0 | 7094.794 | 3 | 0
14 | 6 | 30 | 40.35 | 40.35 | 0 | 0 | 0 | 0 | 0 | 0 | 2421 | 6867.22 | 6867.22 | 0 | 0 | 6867.22 | 3 | 0
14 | 7 | 31 | 40.35 | 40.35 | 0 | 0 | 0 | 0 | 0 | 0 | 2501.7 | 7094.794 | 7094.794 | 0 | 0 | 7094.794 | 3 | 0
14 | 8 | 31 | 40.35 | 40.35 | 0 | 0 | 0 | 0 | 0 | 0 | 2501.7 | 7094.794 | 7094.794 | 0 | 0 | 7094.794 | 3 | 0
14 | 9 | 30 | 40.35 | 40.35 | 0 | 0 | 0 | 0 | 0 | 0 | 2421 | 6867.22 | 6867.22 | 0 | 0 | 6867.22 | 3 | 0
14 | 10 | 31 | 40.35 | 40.35 | 0 | 0 | 0 | 0 | 0 | 0 | 2501.7 | 7094.794 | 7094.794 | 0 | 0 | 7094.794 | 3 | 0
14 | 11 | 30 | 40.35 | 40.35 | 0 | 0 | 0 | 0 | 0 | 0 | 2421 | 6867.22 | 6867.22 | 0 | 0 | 6867.22 | 3 | 0
14 | 12 | 31 | 40.35 | 40.35 | 0 | 0 | 0 | 0 | 0 | 0 | 2501.7 | 7094.794 | 7094.794 | 0 | 0 | 7094.794 | 3 | 0
15 | 1 | 31 | 40.35 | 40.35 | 0 | 0 | 0 | 0 | 0 | 0 | 2501.7 | 7094.794 | 7094.794 | 0 | 0 | 7094.794 | 4 | 0
15 | 2 | 28 | 40.35 | 40.35 | 0 | 0 | 0 | 0 | 0 | 0 | 2259.6 | 6412.072 | 6412.072 | 0 | 0 | 6412.072 | 4 | 0
15 | 3 | 31 | 40.35 | 40.35 | 0 | 0 | 0 | 0 | 0 | 0 | 2501.7 | 7094.794 | 7094.794 | 0 | 0 | 7094.794 | 4 | 0
15 | 4 | 30 | 40.35 | 40.35 | 0 | 0 | 0 | 0 | 0 | 0 | 2421 | 6867.22 | 6867.22 | 0 | 0 | 6867.22 | 4 | 0
15 | 5 | 31 | 40.35 | 40.35 | 0 | 0 | 0 | 0 | 0 | 0 | 2501.7 | 7094.794 | 7094.794 | 0 | 0 | 7094.794 | 4 | 0
15 | 6 | 30 | 40.35 | 40.35 | 0 | 0 | 0 | 0 | 0 | 0 | 2421 | 6867.22 | 6867.22 | 0 | 0 | 6867.22 | 4 | 0
15 | 7 | 31 | 40.35 | 40.35 | 0 | 0 | 0 | 0 | 0 | 0 | 2501.7 | 7094.794 | 7094.794 | 0 | 0 | 7094.794 | 4 | 0
15 | 8 | 31 | 40.35 | 40.35 | 0 | 0 | 0 | 0 | 0 | 0 | 2501.7 | 7094.794 | 7094.794 | 0 | 0 | 7094.794 | 4 | 0
15 | 9 | 30 | 40.35 | 40.35 | 0 | 0 | 0 | 0 | 0 | 0 | 2421 | 6867.22 | 6867.22 | 0 | 0 | 6867.22 | 4 | 0
15 | 10 | 31 | 40.35 | 40.35 | 0 | 0 | 0 | 0 | 0 | 0 | 2501.7 | 7094.794 | 7094.794 | 0 | 0 | 7094.794 | 4 | 0
15 | 11 | 30 | 40.35 | 40.35 | 0 | 0 | 0 | 0 | 0 | 0 | 2421 | 6867.22 | 6867.22 | 0 | 0 | 6867.22 | 4 | 0
15 | 12 | 31 | 40.35 | 40.35 | 0 | 0 | 0 | 0 | 0 | 0 | 2501.7 | 7094.794 | 7094.794 | 0 | 0 | 7094.794 | 4 | 0
16 | 1 | 31 | 40.35 | 40.35 | 0 | 0 | 0 | 0 | 0 | 0 | 2501.7 | 7094.794 | 7094.794 | 0 | 0 | 7094.794 | 5 | 0
16 | 2 | 28 | 40.35 | 40.35 | 0 | 0 | 0 | 0 | 0 | 0 | 2259.6 | 6412.072 | 6412.072 | 0 | 0 | 6412.072 | 5 | 0
16 | 3 | 31 | 40.35 | 40.35 | 0 | 0 | 0 | 0 | 0 | 0 | 2501.7 | 7094.794 | 7094.794 | 0 | 0 | 7094.794 | 5 | 0
16 | 4 | 30 | 40.35 | 40.35 | 0 | 0 | 0 | 0 | 0 | 0 | 2421 | 6867.22 | 6867.22 | 0 | 0 | 6867.22 | 5 | 0
16 | 5 | 31 | 40.35 | 40.35 | 0 | 0 | 0 | 0 | 0 | 0 | 2501.7 | 7094.794 | 7094.794 | 0 | 0 | 7094.794 | 5 | 0
16 | 6 | 30 | 40.35 | 40.35 | 0 | 0 | 0 | 0 | 0 | 0 | 2421 | 6867.22 | 6867.22 | 0 | 0 | 6867.22 | 5 | 0
16 | 7 | 31 | 40.35 | 40.35 | 0 | 0 | 0 | 0 | 0 | 0 | 2501.7 | 7094.794 | 7094.794 | 0 | 0 | 7094.794 | 5 | 0
16 | 8 | 31 | 40.35 | 40.35 | 0 | 0 | 0 | 0 | 0 | 0 | 2501.7 | 7094.794 | 7094.794 | 0 | 0 | 7094.794 | 5 | 0
16 | 9 | 30 | 40.35 | 40.35 | 0 | 0 | 0 | 0 | 0 | 0 | 2421 | 6867.22 | 6867.22 | 0 | 0 | 6867.22 | 5 | 0
16 | 10 | 31 | 40.35 | 40.35 | 0 | 0 | 0 | 0 | 0 | 0 | 2501.7 | 7094.794 | 7094.794 | 0 | 0 | 7094.794 | 5 | 0
16 | 11 | 30 | 40.35 | 40.35 | 0 | 0 | 0 | 0 | 0 | 0 | 2421 | 6867.22 | 6867.22 | 0 | 0 | 6867.22 | 5 | 0
16 | 12 | 31 | 40.35 | 40.35 | 0 | 0 | 0 | 0 | 0 | 0 | 2501.7 | 7094.794 | 7094.794 | 0 | 0 | 7094.794 | 5 | 0
17 | 1 | 31 | 40.35 | 40.35 | 0 | 0 | 0 | 0 | 0 | 0 | 2501.7 | 7094.794 | 7094.794 | 0 | 0 | 7094.794 | 6 | 0
17 | 2 | 28 | 40.35 | 40.35 | 0 | 0 | 0 | 0 | 0 | 0 | 2259.6 | 6412.072 | 6412.072 | 0 | 0 | 6412.072 | 6 | 0
17 | 3 | 31 | 40.35 | 40.35 | 0 | 0 | 0 | 0 | 0 | 0 | 2501.7 | 7094.794 | 7094.794 | 0 | 0 | 7094.794 | 6 | 0
17 | 4 | 30 | 40.35 | 40.35 | 0 | 0 | 0 | 0 | 0 | 0 | 2421 | 6867.22 | 6867.22 | 0 | 0 | 6867.22 | 6 | 0
17 | 5 | 31 | 40.35 | 40.35 | 0 | 0 | 0 | 0 | 0 | 0 | 2501.7 | 7094.794 | 7094.794 | 0 | 0 | 7094.794 | 6 | 0
17 | 6 | 30 | 40.35 | 40.35 | 0 | 0 | 0 | 0 | 0 | 0 | 2421 | 6867.22 | 6867.22 | 0 | 0 | 6867.22 | 6 | 0
17 | 7 | 31 | 40.35 | 40.35 | 0 | 0 | 0 | 0 | 0 | 0 | 2501.7 | 7094.794 | 7094.794 | 0 | 0 | 7094.794 | 6 | 0
17 | 8 | 31 | 40.35 | 40.35 | 0 | 0 | 0 | 0 | 0 | 0 | 2501.7 | 7094.794 | 7094.794 | 0 | 0 | 7094.794 | 6 | 0
17 | 9 | 30 | 40.35 | 40.35 | 0 | 0 | 0 | 0 | 0 | 0 | 2421 | 6867.22 | 6867.22 | 0 | 0 | 6867.22 | 6 | 0
17 | 10 | 31 | 40.35 | 40.35 | 0 | 0 | 0 | 0 | 0 | 0 | 2501.7 | 7094.794 | 7094.794 | 0 | 0 | 7094.794 | 6 | 0
17 | 11 | 30 | 40.35 | 40.35 | 0 | 0 | 0 | 0 | 0 | 0 | 2421 | 6867.22 | 6867.22 | 0 | 0 | 6867.22 | 6 | 0
17 | 12 | 31 | 40.35 | 40.35 | 0 | 0 | 0 | 0 | 0 | 0 | 2501.7 | 7094.794 | 7094.794 | 0 | 0 | 7094.794 | 6 | 0
18 | 1 | 31 | 40.35 | 40.35 | 0 | 0 | 0 | 0 | 0 | 0 | 2501.7 | 7094.794 | 7094.794 | 0 | 0 | 7094.794 | 7 | 0
18 | 2 | 29 | 40.35 | 40.35 | 0 | 0 | 0 | 0 | 0 | 0 | 2340.3 | 6639.646 | 6639.646 | 0 | 0 | 6639.646 | 7 | 0
18 | 3 | 31 | 40.35 | 40.35 | 0 | 0 | 0 | 0 | 0 | 0 | 2501.7 | 7094.794 | 7094.794 | 0 | 0 | 7094.794 | 7 | 0
18 | 4 | 30 | 40.35 | 40.35 | 0 | 0 | 0 | 0 | 0 | 0 | 2421 | 6867.22 | 6867.22 | 0 | 0 | 6867.22 | 7 | 0
18 | 5 | 31 | 40.35 | 40.35 | 0 | 0 | 0 | 0 | 0 | 0 | 2501.7 | 7094.794 | 7094.794 | 0 | 0 | 7094.794 | 7 | 0
18 | 6 | 30 | 40.35 | 40.35 | 0 | 0 | 0 | 0 | 0 | 0 | 2421 | 6867.22 | 6867.22 | 0 | 0 | 6867.22 | 7 | 0
18 | 7 | 31 | 40.35 | 40.35 | 0 | 0 | 0 | 0 | 0 | 0 | 2501.7 | 7094.794 | 7094.794 | 0 | 0 | 7094.794 | 7 | 0
18 | 8 | 31 | 40.35 | 40.35 | 0 | 0 | 0 | 0 | 0 | 0 | 2501.7 | 7094.794 | 7094.794 | 0 | 0 | 7094.794 | 7 | 0
18 | 9 | 30 | 40.35 | 40.35 | 0 | 0 | 0 | 0 | 0 | 0 | 2421 | 6867.22 | 6867.22 | 0 | 0 | 6867.22 | 7 | 0
18 | 10 | 31 | 40.35 | 40.35 | 0 | 0 | 0 | 0 | 0 | 0 | 2501.7 | 7094.794 | 7094.794 | 0 | 0 | 7094.794 | 7 | 0
18 | 11 | 30 | 40.35 | 40.35 | 0 | 0 | 0 | 0 | 0 | 0 | 2421 | 6867.22 | 6867.22 | 0 | 0 | 6867.22 | 7 | 0
18 | 12 | 31 | 40.35 | 40.35 | 0 | 0 | 0 | 0 | 0 | 0 | 2501.7 | 7094.794 | 7094.794 | 0 | 0 | 7094.794 | 7 | 0
19 | 1 | 31 | 40.35 | 40.35 | 0 | 0 | 0 | 0 | 0 | 0 | 2501.7 | 7094.794 | 7094.794 | 0 | 0 | 7094.794 | 8 | 0
19 | 2 | 28 | 40.35 | 40.35 | 0 | 0 | 0 | 0 | 0 | 0 | 2259.6 | 6412.072 | 6412.072 | 0 | 0 | 6412.072 | 8 | 0
19 | 3 | 31 | 40.35 | 40.35 | 0 | 0 | 0 | 0 | 0 | 0 | 2501.7 | 7094.794 | 7094.794 | 0 | 0 | 7094.794 | 8 | 0
19 | 4 | 30 | 40.35 | 40.35 | 0 | 0 | 0 | 0 | 0 | 0 | 2421 | 6867.22 | 6867.22 | 0 | 0 | 6867.22 | 8 | 0
19 | 5 | 31 | 40.35 | 40.35 | 0 | 0 | 0 | 0 | 0 | 0 | 2501.7 | 7094.794 | 7094.794 | 0 | 0 | 7094.794 | 8 | 0
19 | 6 | 30 | 40.35 | 40.35 | 0 | 0 | 0 | 0 | 0 | 0 | 2421 | 6867.22 | 6867.22 | 0 | 0 | 6867.22 | 8 | 0
19 | 7 | 31 | 40.35 | 40.35 | 0 | 0 | 0 | 0 | 0 | 0 | 2501.7 | 7094.794 | 7094.794 | 0 | 0 | 7094.794 | 8 | 0
19 | 8 | 31 | 40.35 | 40.35 | 0 | 0 | 0 | 0 | 0 | 0 | 2501.7 | 7094.794 | 7094.794 | 0 | 0 | 7094.794 | 8 | 0
19 | 9 | 30 | 40.35 | 40.35 | 0 | 0 | 0 | 0 | 0 | 0 | 2421 | 6867.22 | 6867.22 | 0 | 0 | 6867.22 | 8 | 0
19 | 10 | 31 | 40.35 | 40.35 | 0 | 0 | 0 | 0 | 0 | 0 | 2501.7 | 7094.794 | 7094.794 | 0 | 0 | 7094.794 | 8 | 0
19 | 11 | 30 | 40.35 | 40.35 | 0 | 0 | 0 | 0 | 0 | 0 | 2421 | 6867.22 | 6867.22 | 0 | 0 | 6867.22 | 8 | 0
19 | 12 | 31 | 40.35 | 40.35 | 0 | 0 | 0 | 0 | 0 | 0 | 2501.7 | 7094.794 | 7094.794 | 0 | 0 | 7094.794 | 8 | 0
20 | 1 | 31 | 40.35 | 40.35 | 0 | 0 | 0 | 0 | 0 | 0 | 2501.7 | 7094.794 | 7094.794 | 0 | 0 | 7094.794 | 9 | 0
20 | 2 | 28 | 40.35 | 40.35 | 0 | 0 | 0 | 0 | 0 | 0 | 2259.6 | 6412.072 | 6412.072 | 0 | 0 | 6412.072 | 9 | 0
20 | 3 | 31 | 40.35 | 40.35 | 0 | 0 | 0 | 0 | 0 | 0 | 2501.7 | 7094.794 | 7094.794 | 0 | 0 | 7094.794 | 9 | 0
20 | 4 | 30 | 40.35 | 40.35 | 0 | 0 | 0 | 0 | 0 | 0 | 2421 | 6867.22 | 6867.22 | 0 | 0 | 6867.22 | 9 | 0
20 | 5 | 31 | 40.35 | 40.35 | 0 | 0 | 0 | 0 | 0 | 0 | 2501.7 | 7094.794 | 7094.794 | 0 | 0 | 7094.794 | 9 | 0
20 | 6 | 30 | 40.35 | 40.35 | 0 | 0 | 0 | 0 | 0 | 0 | 2421 | 6867.22 | 6867.22 | 0 | 0 | 6867.22 | 9 | 0
20 | 7 | 31 | 40.35 | 40.35 | 0 | 0 | 0 | 0 | 0 | 0 | 2501.7 | 7094.794 | 7094.794 | 0 | 0 | 7094.794 | 9 | 0
20 | 8 | 31 | 40.35 | 40.35 | 0 | 0 | 0 | 0 | 0 | 0 | 2501.7 | 7094.794 | 7094.794 | 0 | 0 | 7094.794 | 9 | 0
20 | 9 | 30 | 40.35 | 40.35 | 0 | 0 | 0 | 0 | 0 | 0 | 2421 | 6867.22 | 6867.22 | 0 | 0 | 6867.22 | 9 | 0
20 | 10 | 31 | 40.35 | 40.35 | 0 | 0 | 0 | 0 | 0 | 0 | 2501.7 | 7094.794 | 7094.794 | 0 | 0 | 7094.794 | 9 | 0
20 | 11 | 30 | 40.35 | 40.35 | 0 | 0 | 0 | 0 | 0 | 0 | 2421 | 6867.22 | 6867.22 | 0 | 0 | 6867.22 | 9 | 0
20 | 12 | 31 | 40.35 | 40.35 | 0 | 0 | 0 | 0 | 0 | 0 | 2501.7 | 7094.794 | 7094.794 | 0 | 0 | 7094.794 | 9 | 0
Solar and battery — monthly calculations
years | month | Days | Day load kWh/d | Night load kWh/d | PV kWh/mo | Direct use kWh/mo | Charge kWh/mo | Discharge kWh/mo | Unused PV kWh/mo | Losses kWh/mo | Grid imports kWh/mo | Baseline EGP | New bill EGP | Bill savings EGP | Operating capacity kWh | Matched PV-only bill (EGP) | Battery age | Balance check kWh
1 | 1 | 31 | 40.35 | 40.35 | 1444.3 | 1250.85 | 193.45 | 183.8984 | 0 | 9.5516 | 1066.9516 | 7094.794 | 3048.8035 | 4045.9905 | 10.24 | 3567.397 | 0 | -8.5265e-14
1 | 2 | 28 | 40.35 | 40.35 | 1423.95 | 1129.8 | 294.0718 | 279.552 | 0.078205 | 14.5198 | 850.248 | 6412.072 | 2320.187 | 4091.885 | 10.24 | 3226.036 | 0 | 1.1369e-13
1 | 3 | 31 | 40.35 | 40.35 | 1771.66 | 1250.85 | 325.5795 | 309.504 | 195.2305 | 16.0755 | 941.346 | 7094.794 | 2572.5284 | 4522.2656 | 10.24 | 3567.397 | 0 | 0
1 | 4 | 30 | 40.35 | 40.35 | 1769.46 | 1210.5 | 315.0769 | 299.52 | 243.8831 | 15.5569 | 910.98 | 6867.22 | 2488.4146 | 4378.8054 | 10.24 | 3453.61 | 0 | 5.6843e-14
1 | 5 | 31 | 40.35 | 40.35 | 1789.92 | 1250.85 | 325.5795 | 309.504 | 213.4905 | 16.0755 | 941.346 | 7094.794 | 2572.5284 | 4522.2656 | 10.24 | 3567.397 | 0 | 0
1 | 6 | 30 | 40.35 | 40.35 | 1744.82 | 1210.5 | 315.0769 | 299.52 | 219.2431 | 15.5569 | 910.98 | 6867.22 | 2488.4146 | 4378.8054 | 10.24 | 3453.61 | 0 | 5.6843e-14
1 | 7 | 31 | 40.35 | 40.35 | 1811.26 | 1250.85 | 325.5795 | 309.504 | 234.8305 | 16.0755 | 941.346 | 7094.794 | 2572.5284 | 4522.2656 | 10.24 | 3567.397 | 0 | -2.8422e-13
1 | 8 | 31 | 40.35 | 40.35 | 1834.8 | 1250.85 | 325.5795 | 309.504 | 258.3705 | 16.0755 | 941.346 | 7094.794 | 2572.5284 | 4522.2656 | 10.24 | 3567.397 | 0 | -2.8422e-13
1 | 9 | 30 | 40.35 | 40.35 | 1771 | 1210.5 | 315.0769 | 299.52 | 245.4231 | 15.5569 | 910.98 | 6867.22 | 2488.4146 | 4378.8054 | 10.24 | 3453.61 | 0 | 5.6843e-14
1 | 10 | 31 | 40.35 | 40.35 | 1699.83 | 1250.85 | 325.5795 | 309.504 | 123.4005 | 16.0755 | 941.346 | 7094.794 | 2572.5284 | 4522.2656 | 10.24 | 3567.397 | 0 | 1.7053e-13
1 | 11 | 30 | 40.35 | 40.35 | 1506.67 | 1210.5 | 296.17 | 281.5466 | 0 | 14.6234 | 928.9534 | 6867.22 | 2538.2009 | 4329.0191 | 10.24 | 3453.61 | 0 | 5.6843e-14
1 | 12 | 31 | 40.35 | 40.35 | 1434.4 | 1250.85 | 183.55 | 174.4872 | 0 | 9.0628 | 1076.3628 | 7094.794 | 3075.343 | 4019.451 | 10.24 | 3567.397 | 0 | 1.4211e-13
2 | 1 | 31 | 40.35 | 40.35 | 1437.0785 | 1250.85 | 186.2285 | 177.0335 | 0 | 9.195 | 1073.8165 | 7094.794 | 3068.1626 | 4026.6314 | 10.0352 | 3567.397 | 1 | -3.1264e-13
2 | 2 | 29 | 40.35 | 40.35 | 1467.4313 | 1170.15 | 297.2813 | 282.6031 | 0 | 14.6783 | 887.5469 | 6639.646 | 2423.505 | 4216.141 | 10.0352 | 3339.823 | 1 | -1.1369e-13
2 | 3 | 31 | 40.35 | 40.35 | 1762.8017 | 1250.85 | 319.0679 | 303.3139 | 192.8838 | 15.754 | 947.5361 | 7094.794 | 2589.6749 | 4505.1191 | 10.0352 | 3567.397 | 1 | 0
2 | 4 | 30 | 40.35 | 40.35 | 1760.6127 | 1210.5 | 308.7754 | 293.5296 | 241.3373 | 15.2458 | 916.9704 | 6867.22 | 2505.008 | 4362.212 | 10.0352 | 3453.61 | 1 | -2.8422e-13
2 | 5 | 31 | 40.35 | 40.35 | 1780.9704 | 1250.85 | 319.0679 | 303.3139 | 211.0525 | 15.754 | 947.5361 | 7094.794 | 2589.6749 | 4505.1191 | 10.0352 | 3567.397 | 1 | -2.2737e-13
2 | 6 | 30 | 40.35 | 40.35 | 1736.0959 | 1210.5 | 308.7754 | 293.5296 | 216.8205 | 15.2458 | 916.9704 | 6867.22 | 2505.008 | 4362.212 | 10.0352 | 3453.61 | 1 | 1.7053e-13
2 | 7 | 31 | 40.35 | 40.35 | 1802.2037 | 1250.85 | 319.0679 | 303.3139 | 232.2858 | 15.754 | 947.5361 | 7094.794 | 2589.6749 | 4505.1191 | 10.0352 | 3567.397 | 1 | -2.2737e-13
2 | 8 | 31 | 40.35 | 40.35 | 1825.626 | 1250.85 | 319.0679 | 303.3139 | 255.7081 | 15.754 | 947.5361 | 7094.794 | 2589.6749 | 4505.1191 | 10.0352 | 3567.397 | 1 | 0
2 | 9 | 30 | 40.35 | 40.35 | 1762.145 | 1210.5 | 308.7754 | 293.5296 | 242.8696 | 15.2458 | 916.9704 | 6867.22 | 2505.008 | 4362.212 | 10.0352 | 3453.61 | 1 | -2.8422e-13
2 | 10 | 31 | 40.35 | 40.35 | 1691.3309 | 1250.85 | 319.0679 | 303.3139 | 121.413 | 15.754 | 947.5361 | 7094.794 | 2589.6749 | 4505.1191 | 10.0352 | 3567.397 | 1 | 0
2 | 11 | 30 | 40.35 | 40.35 | 1499.1366 | 1210.5 | 288.6366 | 274.3852 | 0 | 14.2514 | 936.1148 | 6867.22 | 2558.038 | 4309.182 | 10.0352 | 3453.61 | 1 | -2.8422e-13
2 | 12 | 31 | 40.35 | 40.35 | 1427.228 | 1250.85 | 176.378 | 167.6693 | 0 | 8.7087 | 1083.1807 | 7094.794 | 3094.5695 | 4000.2245 | 10.0352 | 3567.397 | 1 | 1.1369e-13
3 | 1 | 31 | 40.35 | 40.35 | 1429.8931 | 1250.85 | 179.0431 | 170.2029 | 0 | 8.8403 | 1080.6471 | 7094.794 | 3087.425 | 4007.369 | 9.8345 | 3567.397 | 2 | -5.6843e-14
3 | 2 | 28 | 40.35 | 40.35 | 1409.7461 | 1129.8 | 279.9461 | 266.1238 | 0 | 13.8223 | 863.6762 | 6412.072 | 2357.3832 | 4054.6888 | 9.8345 | 3226.036 | 2 | -2.8422e-13
3 | 3 | 31 | 40.35 | 40.35 | 1753.9877 | 1250.85 | 312.6865 | 297.2476 | 190.4512 | 15.4389 | 953.6024 | 7094.794 | 2606.4785 | 4488.3155 | 9.8345 | 3567.397 | 2 | -1.1369e-13
3 | 4 | 30 | 40.35 | 40.35 | 1751.8096 | 1210.5 | 302.5999 | 287.659 | 238.7098 | 14.9409 | 922.841 | 6867.22 | 2521.2695 | 4345.9505 | 9.8345 | 3453.61 | 2 | -5.6843e-14
3 | 5 | 31 | 40.35 | 40.35 | 1772.0655 | 1250.85 | 312.6865 | 297.2476 | 208.529 | 15.4389 | 953.6024 | 7094.794 | 2606.4785 | 4488.3155 | 9.8345 | 3567.397 | 2 | 1.1369e-13
3 | 6 | 30 | 40.35 | 40.35 | 1727.4154 | 1210.5 | 302.5999 | 287.659 | 214.3155 | 14.9409 | 922.841 | 6867.22 | 2521.2695 | 4345.9505 | 9.8345 | 3453.61 | 2 | -2.8422e-13
3 | 7 | 31 | 40.35 | 40.35 | 1793.1927 | 1250.85 | 312.6865 | 297.2476 | 229.6561 | 15.4389 | 953.6024 | 7094.794 | 2606.4785 | 4488.3155 | 9.8345 | 3567.397 | 2 | -1.1369e-13
3 | 8 | 31 | 40.35 | 40.35 | 1816.4979 | 1250.85 | 312.6865 | 297.2476 | 252.9613 | 15.4389 | 953.6024 | 7094.794 | 2606.4785 | 4488.3155 | 9.8345 | 3567.397 | 2 | -1.1369e-13
3 | 9 | 30 | 40.35 | 40.35 | 1753.3343 | 1210.5 | 302.5999 | 287.659 | 240.2344 | 14.9409 | 922.841 | 6867.22 | 2521.2695 | 4345.9505 | 9.8345 | 3453.61 | 2 | -5.6843e-14
3 | 10 | 31 | 40.35 | 40.35 | 1682.8742 | 1250.85 | 312.6865 | 297.2476 | 119.3377 | 15.4389 | 953.6024 | 7094.794 | 2606.4785 | 4488.3155 | 9.8345 | 3567.397 | 2 | -1.1369e-13
3 | 11 | 30 | 40.35 | 40.35 | 1491.641 | 1210.5 | 281.141 | 267.2596 | 0 | 13.8813 | 943.2404 | 6867.22 | 2577.7758 | 4289.4442 | 9.8345 | 3453.61 | 2 | 5.6843e-14
3 | 12 | 31 | 40.35 | 40.35 | 1420.0919 | 1250.85 | 169.2419 | 160.8855 | 0 | 8.3563 | 1089.9645 | 7094.794 | 3113.6998 | 3981.0942 | 9.8345 | 3567.397 | 2 | -1.4211e-13
4 | 1 | 31 | 40.35 | 40.35 | 1422.7436 | 1250.85 | 171.8936 | 163.4064 | 0 | 8.4872 | 1087.4436 | 7094.794 | 3106.591 | 3988.203 | 9.6378 | 3567.397 | 3 | -1.1369e-13
4 | 2 | 28 | 40.35 | 40.35 | 1402.6974 | 1129.8 | 272.8974 | 259.4231 | 0 | 13.4743 | 870.3769 | 6412.072 | 2375.9441 | 4036.1279 | 9.6378 | 3226.036 | 3 | -2.8422e-13
4 | 3 | 31 | 40.35 | 40.35 | 1745.2178 | 1250.85 | 306.4328 | 291.3027 | 187.9349 | 15.1301 | 959.5473 | 7094.794 | 2622.9461 | 4471.8479 | 9.6378 | 3567.397 | 3 | 1.7053e-13
4 | 4 | 30 | 40.35 | 40.35 | 1743.0506 | 1210.5 | 296.5479 | 281.9058 | 236.0027 | 14.6421 | 928.5942 | 6867.22 | 2537.2059 | 4330.0141 | 9.6378 | 3453.61 | 3 | 2.2737e-13
4 | 5 | 31 | 40.35 | 40.35 | 1763.2052 | 1250.85 | 306.4328 | 291.3027 | 205.9224 | 15.1301 | 959.5473 | 7094.794 | 2622.9461 | 4471.8479 | 9.6378 | 3567.397 | 3 | 1.7053e-13
4 | 6 | 30 | 40.35 | 40.35 | 1718.7783 | 1210.5 | 296.5479 | 281.9058 | 211.7305 | 14.6421 | 928.5942 | 6867.22 | 2537.2059 | 4330.0141 | 9.6378 | 3453.61 | 3 | 0
4 | 7 | 31 | 40.35 | 40.35 | 1784.2267 | 1250.85 | 306.4328 | 291.3027 | 226.9439 | 15.1301 | 959.5473 | 7094.794 | 2622.9461 | 4471.8479 | 9.6378 | 3567.397 | 3 | -5.6843e-14
4 | 8 | 31 | 40.35 | 40.35 | 1807.4154 | 1250.85 | 306.4328 | 291.3027 | 250.1326 | 15.1301 | 959.5473 | 7094.794 | 2622.9461 | 4471.8479 | 9.6378 | 3567.397 | 3 | 1.7053e-13
4 | 9 | 30 | 40.35 | 40.35 | 1744.5676 | 1210.5 | 296.5479 | 281.9058 | 237.5197 | 14.6421 | 928.5942 | 6867.22 | 2537.2059 | 4330.0141 | 9.6378 | 3453.61 | 3 | 0
4 | 10 | 31 | 40.35 | 40.35 | 1674.4598 | 1250.85 | 306.4328 | 291.3027 | 117.177 | 15.1301 | 959.5473 | 7094.794 | 2622.9461 | 4471.8479 | 9.6378 | 3567.397 | 3 | -5.6843e-14
4 | 11 | 30 | 40.35 | 40.35 | 1484.1828 | 1210.5 | 273.6828 | 260.1697 | 0 | 13.5131 | 950.3303 | 6867.22 | 2597.415 | 4269.805 | 9.6378 | 3453.61 | 3 | 5.6843e-14
4 | 12 | 31 | 40.35 | 40.35 | 1412.9914 | 1250.85 | 162.1414 | 154.1357 | 0 | 8.0057 | 1096.7143 | 7094.794 | 3132.7344 | 3962.0596 | 9.6378 | 3567.397 | 3 | 5.6843e-14
5 | 1 | 31 | 40.35 | 40.35 | 1415.6299 | 1250.85 | 164.7799 | 156.6439 | 0 | 8.136 | 1094.2061 | 7094.794 | 3125.6612 | 3969.1328 | 9.445 | 3567.397 | 4 | 1.7053e-13
5 | 2 | 28 | 40.35 | 40.35 | 1395.6839 | 1129.8 | 265.8839 | 252.7559 | 0 | 13.128 | 877.0441 | 6412.072 | 2394.4123 | 4017.6597 | 9.445 | 3226.036 | 4 | 8.5265e-14
5 | 3 | 31 | 40.35 | 40.35 | 1736.4917 | 1250.85 | 300.3042 | 285.4766 | 185.3375 | 14.8275 | 965.3734 | 7094.794 | 2639.0842 | 4455.7098 | 9.445 | 3567.397 | 4 | -1.1369e-13
5 | 4 | 30 | 40.35 | 40.35 | 1734.3353 | 1210.5 | 290.6169 | 276.2677 | 233.2184 | 14.3492 | 934.2323 | 6867.22 | 2552.8234 | 4314.3966 | 9.445 | 3453.61 | 4 | 0
5 | 5 | 31 | 40.35 | 40.35 | 1754.3892 | 1250.85 | 300.3042 | 285.4766 | 203.235 | 14.8275 | 965.3734 | 7094.794 | 2639.0842 | 4455.7098 | 9.445 | 3567.397 | 4 | -1.1369e-13
5 | 6 | 30 | 40.35 | 40.35 | 1710.1845 | 1210.5 | 290.6169 | 276.2677 | 209.0675 | 14.3492 | 934.2323 | 6867.22 | 2552.8234 | 4314.3966 | 9.445 | 3453.61 | 4 | -2.2737e-13
5 | 7 | 31 | 40.35 | 40.35 | 1775.3056 | 1250.85 | 300.3042 | 285.4766 | 224.1514 | 14.8275 | 965.3734 | 7094.794 | 2639.0842 | 4455.7098 | 9.445 | 3567.397 | 4 | 1.1369e-13
5 | 8 | 31 | 40.35 | 40.35 | 1798.3783 | 1250.85 | 300.3042 | 285.4766 | 247.2242 | 14.8275 | 965.3734 | 7094.794 | 2639.0842 | 4455.7098 | 9.445 | 3567.397 | 4 | 1.1369e-13
5 | 9 | 30 | 40.35 | 40.35 | 1735.8448 | 1210.5 | 290.6169 | 276.2677 | 234.7278 | 14.3492 | 934.2323 | 6867.22 | 2552.8234 | 4314.3966 | 9.445 | 3453.61 | 4 | 0
5 | 10 | 31 | 40.35 | 40.35 | 1666.0875 | 1250.85 | 300.3042 | 285.4766 | 114.9334 | 14.8275 | 965.3734 | 7094.794 | 2639.0842 | 4455.7098 | 9.445 | 3567.397 | 4 | -1.1369e-13
5 | 11 | 30 | 40.35 | 40.35 | 1476.7618 | 1210.5 | 266.2618 | 253.1152 | 0 | 13.1467 | 957.3848 | 6867.22 | 2616.956 | 4250.264 | 9.445 | 3453.61 | 4 | 0
5 | 12 | 31 | 40.35 | 40.35 | 1405.9264 | 1250.85 | 155.0764 | 147.4195 | 0 | 7.6569 | 1103.4305 | 7094.794 | 3151.6739 | 3943.1201 | 9.445 | 3567.397 | 4 | -5.6843e-14
6 | 1 | 31 | 40.35 | 40.35 | 1408.5518 | 1250.85 | 157.7018 | 149.9152 | 0 | 7.7865 | 1100.9348 | 7094.794 | 3144.636 | 3950.158 | 9.2561 | 3567.397 | 5 | 0
6 | 2 | 29 | 40.35 | 40.35 | 1438.3021 | 1170.15 | 268.1521 | 254.9121 | 0 | 13.24 | 915.2379 | 6639.646 | 2500.209 | 4139.437 | 9.2561 | 3339.823 | 5 | 1.9895e-13
6 | 3 | 31 | 40.35 | 40.35 | 1727.8092 | 1250.85 | 294.2981 | 279.7671 | 182.6611 | 14.531 | 971.0829 | 7094.794 | 2654.8996 | 4439.8944 | 9.2561 | 3567.397 | 5 | -5.6843e-14
6 | 4 | 30 | 40.35 | 40.35 | 1725.6637 | 1210.5 | 284.8046 | 270.7424 | 230.3591 | 14.0622 | 939.7576 | 6867.22 | 2568.1287 | 4299.0913 | 9.2561 | 3453.61 | 5 | -5.6843e-14
6 | 5 | 31 | 40.35 | 40.35 | 1745.6172 | 1250.85 | 294.2981 | 279.7671 | 200.4692 | 14.531 | 971.0829 | 7094.794 | 2654.8996 | 4439.8944 | 9.2561 | 3567.397 | 5 | -5.6843e-14
6 | 6 | 30 | 40.35 | 40.35 | 1701.6335 | 1210.5 | 284.8046 | 270.7424 | 206.3289 | 14.0622 | 939.7576 | 6867.22 | 2568.1287 | 4299.0913 | 9.2561 | 3453.61 | 5 | 1.7053e-13
6 | 7 | 31 | 40.35 | 40.35 | 1766.4291 | 1250.85 | 294.2981 | 279.7671 | 221.281 | 14.531 | 971.0829 | 7094.794 | 2654.8996 | 4439.8944 | 9.2561 | 3567.397 | 5 | -5.6843e-14
6 | 8 | 31 | 40.35 | 40.35 | 1789.3864 | 1250.85 | 294.2981 | 279.7671 | 244.2383 | 14.531 | 971.0829 | 7094.794 | 2654.8996 | 4439.8944 | 9.2561 | 3567.397 | 5 | -5.6843e-14
6 | 9 | 30 | 40.35 | 40.35 | 1727.1655 | 1210.5 | 284.8046 | 270.7424 | 231.861 | 14.0622 | 939.7576 | 6867.22 | 2568.1287 | 4299.0913 | 9.2561 | 3453.61 | 5 | -5.6843e-14
6 | 10 | 31 | 40.35 | 40.35 | 1657.7571 | 1250.85 | 294.2981 | 279.7671 | 112.609 | 14.531 | 971.0829 | 7094.794 | 2654.8996 | 4439.8944 | 9.2561 | 3567.397 | 5 | -5.6843e-14
6 | 11 | 30 | 40.35 | 40.35 | 1469.378 | 1210.5 | 258.878 | 246.0959 | 0 | 12.7821 | 964.4041 | 6867.22 | 2636.3993 | 4230.8207 | 9.2561 | 3453.61 | 5 | 0
6 | 12 | 31 | 40.35 | 40.35 | 1398.8968 | 1250.85 | 148.0468 | 140.737 | 0 | 7.3098 | 1110.113 | 7094.794 | 3170.5187 | 3924.2753 | 9.2561 | 3567.397 | 5 | -5.6843e-14
7 | 1 | 31 | 40.35 | 40.35 | 1401.509 | 1250.85 | 150.659 | 143.2202 | 0 | 7.4388 | 1107.6298 | 7094.794 | 3163.516 | 3931.278 | 9.071 | 3567.397 | 6 | 0
7 | 2 | 28 | 40.35 | 40.35 | 1381.7619 | 1129.8 | 251.9619 | 239.5213 | 0 | 12.4406 | 890.2787 | 6412.072 | 2431.072 | 3981 | 9.071 | 3226.036 | 6 | -1.4211e-13
7 | 3 | 31 | 40.35 | 40.35 | 1719.1702 | 1250.85 | 288.4121 | 274.1718 | 179.9081 | 14.2403 | 976.6782 | 7094.794 | 2670.3987 | 4424.3953 | 9.071 | 3567.397 | 6 | 1.1369e-13
7 | 4 | 30 | 40.35 | 40.35 | 1717.0353 | 1210.5 | 279.1085 | 265.3275 | 227.4268 | 13.781 | 945.1725 | 6867.22 | 2583.1278 | 4284.0922 | 9.071 | 3453.61 | 6 | -1.1369e-13
7 | 5 | 31 | 40.35 | 40.35 | 1736.8892 | 1250.85 | 288.4121 | 274.1718 | 197.6271 | 14.2403 | 976.6782 | 7094.794 | 2670.3987 | 4424.3953 | 9.071 | 3567.397 | 6 | -1.1369e-13
7 | 6 | 30 | 40.35 | 40.35 | 1693.1254 | 1210.5 | 279.1085 | 265.3275 | 203.5169 | 13.781 | 945.1725 | 6867.22 | 2583.1278 | 4284.0922 | 9.071 | 3453.61 | 6 | -1.1369e-13
7 | 7 | 31 | 40.35 | 40.35 | 1757.5969 | 1250.85 | 288.4121 | 274.1718 | 218.3348 | 14.2403 | 976.6782 | 7094.794 | 2670.3987 | 4424.3953 | 9.071 | 3567.397 | 6 | -1.1369e-13
7 | 8 | 31 | 40.35 | 40.35 | 1780.4395 | 1250.85 | 288.4121 | 274.1718 | 241.1774 | 14.2403 | 976.6782 | 7094.794 | 2670.3987 | 4424.3953 | 9.071 | 3567.397 | 6 | -1.1369e-13
7 | 9 | 30 | 40.35 | 40.35 | 1718.5297 | 1210.5 | 279.1085 | 265.3275 | 228.9212 | 13.781 | 945.1725 | 6867.22 | 2583.1278 | 4284.0922 | 9.071 | 3453.61 | 6 | -1.1369e-13
7 | 10 | 31 | 40.35 | 40.35 | 1649.4683 | 1250.85 | 288.4121 | 274.1718 | 110.2062 | 14.2403 | 976.6782 | 7094.794 | 2670.3987 | 4424.3953 | 9.071 | 3567.397 | 6 | -1.1369e-13
7 | 11 | 30 | 40.35 | 40.35 | 1462.0311 | 1210.5 | 251.5311 | 239.1118 | 0 | 12.4194 | 971.3882 | 6867.22 | 2655.7453 | 4211.4747 | 9.071 | 3453.61 | 6 | 1.1369e-13
7 | 12 | 31 | 40.35 | 40.35 | 1391.9023 | 1250.85 | 141.0523 | 134.0879 | 0 | 6.9645 | 1116.7621 | 7094.794 | 3189.2692 | 3905.5248 | 9.071 | 3567.397 | 6 | 2.8422e-14
8 | 1 | 31 | 40.35 | 40.35 | 1394.5015 | 1250.85 | 143.6515 | 136.5587 | 0 | 7.0928 | 1114.2913 | 7094.794 | 3182.3015 | 3912.4925 | 8.8896 | 3567.397 | 7 | -2.558e-13
8 | 2 | 28 | 40.35 | 40.35 | 1374.8531 | 1129.8 | 245.0531 | 232.9536 | 0 | 12.0995 | 896.8464 | 6412.072 | 2449.2645 | 3962.8075 | 8.8896 | 3226.036 | 7 | -2.8422e-13
8 | 3 | 31 | 40.35 | 40.35 | 1710.5743 | 1250.85 | 282.6439 | 268.6883 | 177.0804 | 13.9555 | 982.1617 | 7094.794 | 2685.5878 | 4409.2062 | 8.8896 | 3567.397 | 7 | 2.2737e-13
8 | 4 | 30 | 40.35 | 40.35 | 1708.4502 | 1210.5 | 273.5263 | 260.021 | 224.4238 | 13.5054 | 950.479 | 6867.22 | 2597.8269 | 4269.3931 | 8.8896 | 3453.61 | 7 | 1.7053e-13
8 | 5 | 31 | 40.35 | 40.35 | 1728.2047 | 1250.85 | 282.6439 | 268.6883 | 194.7109 | 13.9555 | 982.1617 | 7094.794 | 2685.5878 | 4409.2062 | 8.8896 | 3567.397 | 7 | -2.2737e-13
8 | 6 | 30 | 40.35 | 40.35 | 1684.6597 | 1210.5 | 273.5263 | 260.021 | 200.6334 | 13.5054 | 950.479 | 6867.22 | 2597.8269 | 4269.3931 | 8.8896 | 3453.61 | 7 | -5.6843e-14
8 | 7 | 31 | 40.35 | 40.35 | 1748.8089 | 1250.85 | 282.6439 | 268.6883 | 215.3151 | 13.9555 | 982.1617 | 7094.794 | 2685.5878 | 4409.2062 | 8.8896 | 3567.397 | 7 | -2.2737e-13
8 | 8 | 31 | 40.35 | 40.35 | 1771.5373 | 1250.85 | 282.6439 | 268.6883 | 238.0434 | 13.9555 | 982.1617 | 7094.794 | 2685.5878 | 4409.2062 | 8.8896 | 3567.397 | 7 | 2.2737e-13
8 | 9 | 30 | 40.35 | 40.35 | 1709.9371 | 1210.5 | 273.5263 | 260.021 | 225.9107 | 13.5054 | 950.479 | 6867.22 | 2597.8269 | 4269.3931 | 8.8896 | 3453.61 | 7 | -5.6843e-14
8 | 10 | 31 | 40.35 | 40.35 | 1641.221 | 1250.85 | 282.6439 | 268.6883 | 107.7271 | 13.9555 | 982.1617 | 7094.794 | 2685.5878 | 4409.2062 | 8.8896 | 3567.397 | 7 | -2.2737e-13
8 | 11 | 30 | 40.35 | 40.35 | 1454.721 | 1210.5 | 244.221 | 232.1626 | 0 | 12.0584 | 978.3374 | 6867.22 | 2674.9946 | 4192.2254 | 8.8896 | 3453.61 | 7 | 5.6843e-14
8 | 12 | 31 | 40.35 | 40.35 | 1384.9428 | 1250.85 | 134.0928 | 127.472 | 0 | 6.6208 | 1123.378 | 7094.794 | 3207.926 | 3886.868 | 8.8896 | 3567.397 | 7 | 0
9 | 1 | 31 | 40.35 | 40.35 | 1387.529 | 1250.85 | 136.679 | 129.9304 | 0 | 6.7485 | 1120.9196 | 7094.794 | 3200.9932 | 3893.8008 | 8.7118 | 3567.397 | 8 | 8.5265e-14
9 | 2 | 28 | 40.35 | 40.35 | 1367.9789 | 1129.8 | 238.1789 | 226.4188 | 0 | 11.7601 | 903.3812 | 6412.072 | 2467.366 | 3944.706 | 8.7118 | 3226.036 | 8 | -1.9895e-13
9 | 3 | 31 | 40.35 | 40.35 | 1702.0214 | 1250.85 | 276.991 | 263.3146 | 174.1804 | 13.6764 | 987.5354 | 7094.794 | 2700.4732 | 4394.3208 | 8.7118 | 3567.397 | 8 | 1.7053e-13
9 | 4 | 30 | 40.35 | 40.35 | 1699.9079 | 1210.5 | 268.0558 | 254.8205 | 221.3521 | 13.2353 | 955.6795 | 6867.22 | 2612.2321 | 4254.9879 | 8.7118 | 3453.61 | 8 | 1.1369e-13
9 | 5 | 31 | 40.35 | 40.35 | 1719.5637 | 1250.85 | 276.991 | 263.3146 | 191.7227 | 13.6764 | 987.5354 | 7094.794 | 2700.4732 | 4394.3208 | 8.7118 | 3567.397 | 8 | 1.7053e-13
9 | 6 | 30 | 40.35 | 40.35 | 1676.2364 | 1210.5 | 268.0558 | 254.8205 | 197.6806 | 13.2353 | 955.6795 | 6867.22 | 2612.2321 | 4254.9879 | 8.7118 | 3453.61 | 8 | -1.1369e-13
9 | 7 | 31 | 40.35 | 40.35 | 1740.0649 | 1250.85 | 276.991 | 263.3146 | 212.2239 | 13.6764 | 987.5354 | 7094.794 | 2700.4732 | 4394.3208 | 8.7118 | 3567.397 | 8 | -5.6843e-14
9 | 8 | 31 | 40.35 | 40.35 | 1762.6796 | 1250.85 | 276.991 | 263.3146 | 234.8386 | 13.6764 | 987.5354 | 7094.794 | 2700.4732 | 4394.3208 | 8.7118 | 3567.397 | 8 | -5.6843e-14
9 | 9 | 30 | 40.35 | 40.35 | 1701.3874 | 1210.5 | 268.0558 | 254.8205 | 222.8316 | 13.2353 | 955.6795 | 6867.22 | 2612.2321 | 4254.9879 | 8.7118 | 3453.61 | 8 | -1.1369e-13
9 | 10 | 31 | 40.35 | 40.35 | 1633.0149 | 1250.85 | 276.991 | 263.3146 | 105.1739 | 13.6764 | 987.5354 | 7094.794 | 2700.4732 | 4394.3208 | 8.7118 | 3567.397 | 8 | -5.6843e-14
9 | 11 | 30 | 40.35 | 40.35 | 1447.4474 | 1210.5 | 236.9474 | 225.2481 | 0 | 11.6993 | 985.2519 | 6867.22 | 2694.1477 | 4173.0723 | 8.7118 | 3453.61 | 8 | 1.7053e-13
9 | 12 | 31 | 40.35 | 40.35 | 1378.0181 | 1250.85 | 127.1681 | 120.8892 | 0 | 6.2789 | 1129.9608 | 7094.794 | 3226.4895 | 3868.3045 | 8.7118 | 3567.397 | 8 | 1.8474e-13
10 | 1 | 31 | 40.35 | 40.35 | 1380.5913 | 1250.85 | 129.7413 | 123.3353 | 0 | 6.406 | 1127.5147 | 7094.794 | 3219.5913 | 3875.2027 | 8.5376 | 3567.397 | 9 | 2.8422e-14
10 | 2 | 29 | 40.35 | 40.35 | 1409.7511 | 1170.15 | 239.6011 | 227.7708 | 0 | 11.8303 | 942.3792 | 6639.646 | 2575.3905 | 4064.2555 | 8.5376 | 3339.823 | 9 | -5.6843e-14
10 | 3 | 31 | 40.35 | 40.35 | 1693.5113 | 1250.85 | 271.4512 | 258.0483 | 171.2102 | 13.4029 | 992.8017 | 7094.794 | 2715.0608 | 4379.7332 | 8.5376 | 3567.397 | 9 | 1.1369e-13
10 | 4 | 30 | 40.35 | 40.35 | 1691.4084 | 1210.5 | 262.6947 | 249.7241 | 218.2137 | 12.9705 | 960.7759 | 6867.22 | 2626.3492 | 4240.8708 | 8.5376 | 3453.61 | 9 | -2.558e-13
10 | 5 | 31 | 40.35 | 40.35 | 1710.9659 | 1250.85 | 271.4512 | 258.0483 | 188.6647 | 13.4029 | 992.8017 | 7094.794 | 2715.0608 | 4379.7332 | 8.5376 | 3567.397 | 9 | -1.1369e-13
10 | 6 | 30 | 40.35 | 40.35 | 1667.8553 | 1210.5 | 262.6947 | 249.7241 | 194.6606 | 12.9705 | 960.7759 | 6867.22 | 2626.3492 | 4240.8708 | 8.5376 | 3453.61 | 9 | 0
10 | 7 | 31 | 40.35 | 40.35 | 1731.3646 | 1250.85 | 271.4512 | 258.0483 | 209.0634 | 13.4029 | 992.8017 | 7094.794 | 2715.0608 | 4379.7332 | 8.5376 | 3567.397 | 9 | 1.1369e-13
10 | 8 | 31 | 40.35 | 40.35 | 1753.8662 | 1250.85 | 271.4512 | 258.0483 | 231.565 | 13.4029 | 992.8017 | 7094.794 | 2715.0608 | 4379.7332 | 8.5376 | 3567.397 | 9 | -1.1369e-13
10 | 9 | 30 | 40.35 | 40.35 | 1692.8804 | 1210.5 | 262.6947 | 249.7241 | 219.6858 | 12.9705 | 960.7759 | 6867.22 | 2626.3492 | 4240.8708 | 8.5376 | 3453.61 | 9 | -2.558e-13
10 | 10 | 31 | 40.35 | 40.35 | 1624.8498 | 1250.85 | 271.4512 | 258.0483 | 102.5486 | 13.4029 | 992.8017 | 7094.794 | 2715.0608 | 4379.7332 | 8.5376 | 3567.397 | 9 | 1.1369e-13
10 | 11 | 30 | 40.35 | 40.35 | 1440.2102 | 1210.5 | 229.7102 | 218.3682 | 0 | 11.3419 | 992.1318 | 6867.22 | 2713.2051 | 4154.0149 | 8.5376 | 3453.61 | 9 | 0
10 | 12 | 31 | 40.35 | 40.35 | 1371.128 | 1250.85 | 120.278 | 114.3393 | 0 | 5.9387 | 1136.5107 | 7094.794 | 3244.9602 | 3849.8338 | 8.5376 | 3567.397 | 9 | 9.9476e-14
11 | 1 | 31 | 40.35 | 40.35 | 1373.6884 | 1250.85 | 122.8384 | 116.7732 | 0 | 6.0651 | 1134.0768 | 7094.794 | 3238.0965 | 3856.6975 | 10.24 | 3567.397 | 0 | -9.9476e-14
11 | 2 | 28 | 40.35 | 40.35 | 1354.3333 | 1129.8 | 224.5333 | 213.4469 | 0 | 11.0863 | 916.3531 | 6412.072 | 2503.298 | 3908.774 | 10.24 | 3226.036 | 0 | -1.9895e-13
11 | 3 | 31 | 40.35 | 40.35 | 1685.0438 | 1250.85 | 325.5795 | 309.504 | 108.6143 | 16.0755 | 941.346 | 7094.794 | 2572.5284 | 4522.2656 | 10.24 | 3567.397 | 0 | 0
11 | 4 | 30 | 40.35 | 40.35 | 1682.9513 | 1210.5 | 315.0769 | 299.52 | 157.3744 | 15.5569 | 910.98 | 6867.22 | 2488.4146 | 4378.8054 | 10.24 | 3453.61 | 0 | 2.8422e-13
11 | 5 | 31 | 40.35 | 40.35 | 1702.411 | 1250.85 | 325.5795 | 309.504 | 125.9816 | 16.0755 | 941.346 | 7094.794 | 2572.5284 | 4522.2656 | 10.24 | 3567.397 | 0 | 1.7053e-13
11 | 6 | 30 | 40.35 | 40.35 | 1659.516 | 1210.5 | 315.0769 | 299.52 | 133.9391 | 15.5569 | 910.98 | 6867.22 | 2488.4146 | 4378.8054 | 10.24 | 3453.61 | 0 | 2.8422e-13
11 | 7 | 31 | 40.35 | 40.35 | 1722.7077 | 1250.85 | 325.5795 | 309.504 | 146.2782 | 16.0755 | 941.346 | 7094.794 | 2572.5284 | 4522.2656 | 10.24 | 3567.397 | 0 | 0
11 | 8 | 31 | 40.35 | 40.35 | 1745.0969 | 1250.85 | 325.5795 | 309.504 | 168.6674 | 16.0755 | 941.346 | 7094.794 | 2572.5284 | 4522.2656 | 10.24 | 3567.397 | 0 | -2.8422e-13
11 | 9 | 30 | 40.35 | 40.35 | 1684.416 | 1210.5 | 315.0769 | 299.52 | 158.8391 | 15.5569 | 910.98 | 6867.22 | 2488.4146 | 4378.8054 | 10.24 | 3453.61 | 0 | 5.6843e-14
11 | 10 | 31 | 40.35 | 40.35 | 1616.7255 | 1250.85 | 325.5795 | 309.504 | 40.296 | 16.0755 | 941.346 | 7094.794 | 2572.5284 | 4522.2656 | 10.24 | 3567.397 | 0 | -2.8422e-13
11 | 11 | 30 | 40.35 | 40.35 | 1433.0091 | 1210.5 | 222.5091 | 211.5227 | 0 | 10.9864 | 998.9773 | 6867.22 | 2732.1671 | 4135.0529 | 10.24 | 3453.61 | 0 | 8.5265e-14
11 | 12 | 31 | 40.35 | 40.35 | 1364.2724 | 1250.85 | 113.4224 | 107.8221 | 0 | 5.6002 | 1143.0279 | 7094.794 | 3263.3386 | 3831.4554 | 10.24 | 3567.397 | 0 | 9.9476e-14
12 | 1 | 31 | 40.35 | 40.35 | 1366.8199 | 1250.85 | 115.9699 | 110.2439 | 0 | 5.726 | 1140.6061 | 7094.794 | 3256.5092 | 3838.2848 | 10.0352 | 3567.397 | 1 | 2.558e-13
12 | 2 | 28 | 40.35 | 40.35 | 1347.5616 | 1129.8 | 217.7616 | 207.0096 | 0 | 10.752 | 922.7904 | 6412.072 | 2521.1293 | 3890.9427 | 10.0352 | 3226.036 | 1 | 8.5265e-14
12 | 3 | 31 | 40.35 | 40.35 | 1676.6186 | 1250.85 | 319.0679 | 303.3139 | 106.7007 | 15.754 | 947.5361 | 7094.794 | 2589.6749 | 4505.1191 | 10.0352 | 3567.397 | 1 | -2.2737e-13
12 | 4 | 30 | 40.35 | 40.35 | 1674.5366 | 1210.5 | 308.7754 | 293.5296 | 155.2612 | 15.2458 | 916.9704 | 6867.22 | 2505.008 | 4362.212 | 10.0352 | 3453.61 | 1 | -2.8422e-13
12 | 5 | 31 | 40.35 | 40.35 | 1693.899 | 1250.85 | 319.0679 | 303.3139 | 123.9811 | 15.754 | 947.5361 | 7094.794 | 2589.6749 | 4505.1191 | 10.0352 | 3567.397 | 1 | 0
12 | 6 | 30 | 40.35 | 40.35 | 1651.2184 | 1210.5 | 308.7754 | 293.5296 | 131.943 | 15.2458 | 916.9704 | 6867.22 | 2505.008 | 4362.212 | 10.0352 | 3453.61 | 1 | -5.6843e-14
12 | 7 | 31 | 40.35 | 40.35 | 1714.0942 | 1250.85 | 319.0679 | 303.3139 | 144.1763 | 15.754 | 947.5361 | 7094.794 | 2589.6749 | 4505.1191 | 10.0352 | 3567.397 | 1 | 2.2737e-13
12 | 8 | 31 | 40.35 | 40.35 | 1736.3714 | 1250.85 | 319.0679 | 303.3139 | 166.4535 | 15.754 | 947.5361 | 7094.794 | 2589.6749 | 4505.1191 | 10.0352 | 3567.397 | 1 | 2.2737e-13
12 | 9 | 30 | 40.35 | 40.35 | 1675.994 | 1210.5 | 308.7754 | 293.5296 | 156.7186 | 15.2458 | 916.9704 | 6867.22 | 2505.008 | 4362.212 | 10.0352 | 3453.61 | 1 | -2.8422e-13
12 | 10 | 31 | 40.35 | 40.35 | 1608.6419 | 1250.85 | 319.0679 | 303.3139 | 38.724 | 15.754 | 947.5361 | 7094.794 | 2589.6749 | 4505.1191 | 10.0352 | 3567.397 | 1 | 2.2737e-13
12 | 11 | 30 | 40.35 | 40.35 | 1425.8441 | 1210.5 | 215.3441 | 204.7114 | 0 | 10.6326 | 1005.7886 | 6867.22 | 2876.3237 | 3990.8963 | 10.0352 | 3453.61 | 1 | 2.8422e-13
12 | 12 | 31 | 40.35 | 40.35 | 1357.451 | 1250.85 | 106.601 | 101.3376 | 0 | 5.2634 | 1149.5124 | 7094.794 | 3281.625 | 3813.169 | 10.0352 | 3567.397 | 1 | 9.9476e-14
13 | 1 | 31 | 40.35 | 40.35 | 1359.9858 | 1250.85 | 109.1358 | 103.7472 | 0 | 5.3886 | 1147.1028 | 7094.794 | 3274.8298 | 3819.9642 | 9.8345 | 3567.397 | 2 | 8.5265e-14
13 | 2 | 28 | 40.35 | 40.35 | 1340.8238 | 1129.8 | 211.0238 | 200.6045 | 0 | 10.4193 | 929.1955 | 6412.072 | 2538.8715 | 3873.2005 | 9.8345 | 3226.036 | 2 | 1.1369e-13
13 | 3 | 31 | 40.35 | 40.35 | 1668.2355 | 1250.85 | 312.6865 | 297.2476 | 104.6989 | 15.4389 | 953.6024 | 7094.794 | 2606.4785 | 4488.3155 | 9.8345 | 3567.397 | 2 | -1.1369e-13
13 | 4 | 30 | 40.35 | 40.35 | 1666.1639 | 1210.5 | 302.5999 | 287.659 | 153.064 | 14.9409 | 922.841 | 6867.22 | 2521.2695 | 4345.9505 | 9.8345 | 3453.61 | 2 | -2.8422e-13
13 | 5 | 31 | 40.35 | 40.35 | 1685.4295 | 1250.85 | 312.6865 | 297.2476 | 121.893 | 15.4389 | 953.6024 | 7094.794 | 2606.4785 | 4488.3155 | 9.8345 | 3567.397 | 2 | 1.1369e-13
13 | 6 | 30 | 40.35 | 40.35 | 1642.9623 | 1210.5 | 302.5999 | 287.659 | 129.8624 | 14.9409 | 922.841 | 6867.22 | 2521.2695 | 4345.9505 | 9.8345 | 3453.61 | 2 | 1.7053e-13
13 | 7 | 31 | 40.35 | 40.35 | 1705.5237 | 1250.85 | 312.6865 | 297.2476 | 141.9872 | 15.4389 | 953.6024 | 7094.794 | 2606.4785 | 4488.3155 | 9.8345 | 3567.397 | 2 | -1.1369e-13
13 | 8 | 31 | 40.35 | 40.35 | 1727.6895 | 1250.85 | 312.6865 | 297.2476 | 164.153 | 15.4389 | 953.6024 | 7094.794 | 2606.4785 | 4488.3155 | 9.8345 | 3567.397 | 2 | 1.1369e-13
13 | 9 | 30 | 40.35 | 40.35 | 1667.614 | 1210.5 | 302.5999 | 287.659 | 154.5141 | 14.9409 | 922.841 | 6867.22 | 2521.2695 | 4345.9505 | 9.8345 | 3453.61 | 2 | -5.6843e-14
13 | 10 | 31 | 40.35 | 40.35 | 1600.5987 | 1250.85 | 312.6865 | 297.2476 | 37.0622 | 15.4389 | 953.6024 | 7094.794 | 2606.4785 | 4488.3155 | 9.8345 | 3567.397 | 2 | 1.1369e-13
13 | 11 | 30 | 40.35 | 40.35 | 1418.7148 | 1210.5 | 208.2148 | 197.9342 | 0 | 10.2806 | 1012.5658 | 6867.22 | 2895.4355 | 3971.7845 | 9.8345 | 3453.61 | 2 | -1.7053e-13
13 | 12 | 31 | 40.35 | 40.35 | 1350.6638 | 1250.85 | 99.8138 | 94.8855 | 0 | 4.9283 | 1155.9645 | 7094.794 | 3299.82 | 3794.974 | 9.8345 | 3567.397 | 2 | 9.9476e-14
14 | 1 | 31 | 40.35 | 40.35 | 1353.1859 | 1250.85 | 102.3359 | 97.2831 | 0 | 5.0528 | 1153.5669 | 7094.794 | 3293.0588 | 3801.7352 | 9.6378 | 3567.397 | 3 | -4.2633e-14
14 | 2 | 29 | 40.35 | 40.35 | 1381.7668 | 1170.15 | 211.6168 | 201.1682 | 0 | 10.4486 | 968.9818 | 6639.646 | 2649.0795 | 3990.5665 | 9.6378 | 3339.823 | 3 | -1.1369e-13
14 | 3 | 31 | 40.35 | 40.35 | 1659.8943 | 1250.85 | 306.4328 | 291.3027 | 102.6115 | 15.1301 | 959.5473 | 7094.794 | 2622.9461 | 4471.8479 | 9.6378 | 3567.397 | 3 | -5.6843e-14
14 | 4 | 30 | 40.35 | 40.35 | 1657.8331 | 1210.5 | 296.5479 | 281.9058 | 150.7852 | 14.6421 | 928.5942 | 6867.22 | 2537.2059 | 4330.0141 | 9.6378 | 3453.61 | 3 | 2.2737e-13
14 | 5 | 31 | 40.35 | 40.35 | 1677.0023 | 1250.85 | 306.4328 | 291.3027 | 119.7195 | 15.1301 | 959.5473 | 7094.794 | 2622.9461 | 4471.8479 | 9.6378 | 3567.397 | 3 | -5.6843e-14
14 | 6 | 30 | 40.35 | 40.35 | 1634.7475 | 1210.5 | 296.5479 | 281.9058 | 127.6996 | 14.6421 | 928.5942 | 6867.22 | 2537.2059 | 4330.0141 | 9.6378 | 3453.61 | 3 | 2.2737e-13
14 | 7 | 31 | 40.35 | 40.35 | 1696.9961 | 1250.85 | 306.4328 | 291.3027 | 139.7133 | 15.1301 | 959.5473 | 7094.794 | 2622.9461 | 4471.8479 | 9.6378 | 3567.397 | 3 | -5.6843e-14
14 | 8 | 31 | 40.35 | 40.35 | 1719.0511 | 1250.85 | 306.4328 | 291.3027 | 161.7683 | 15.1301 | 959.5473 | 7094.794 | 2622.9461 | 4471.8479 | 9.6378 | 3567.397 | 3 | -5.6843e-14
14 | 9 | 30 | 40.35 | 40.35 | 1659.2759 | 1210.5 | 296.5479 | 281.9058 | 152.228 | 14.6421 | 928.5942 | 6867.22 | 2537.2059 | 4330.0141 | 9.6378 | 3453.61 | 3 | -2.2737e-13
14 | 10 | 31 | 40.35 | 40.35 | 1592.5957 | 1250.85 | 306.4328 | 291.3027 | 35.3129 | 15.1301 | 959.5473 | 7094.794 | 2622.9461 | 4471.8479 | 9.6378 | 3567.397 | 3 | -5.6843e-14
14 | 11 | 30 | 40.35 | 40.35 | 1411.6213 | 1210.5 | 201.1213 | 191.1909 | 0 | 9.9304 | 1019.3091 | 6867.22 | 2914.4517 | 3952.7683 | 9.6378 | 3453.61 | 3 | 1.1369e-13
14 | 12 | 31 | 40.35 | 40.35 | 1343.9104 | 1250.85 | 93.0604 | 88.4656 | 0 | 4.5949 | 1162.3844 | 7094.794 | 3317.9241 | 3776.8699 | 9.6378 | 3567.397 | 3 | -1.8474e-13
15 | 1 | 31 | 40.35 | 40.35 | 1346.42 | 1250.85 | 95.57 | 90.8512 | 0 | 4.7188 | 1159.9988 | 7094.794 | 3311.1966 | 3783.5974 | 9.445 | 3567.397 | 4 | 3.4106e-13
15 | 2 | 28 | 40.35 | 40.35 | 1327.4491 | 1129.8 | 197.6491 | 187.8902 | 0 | 9.7589 | 941.9098 | 6412.072 | 2574.0903 | 3837.9817 | 9.445 | 3226.036 | 4 | 1.1369e-13
15 | 3 | 31 | 40.35 | 40.35 | 1651.5948 | 1250.85 | 300.3042 | 285.4766 | 100.4407 | 14.8275 | 965.3734 | 7094.794 | 2639.0842 | 4455.7098 | 9.445 | 3567.397 | 4 | -1.1369e-13
15 | 4 | 30 | 40.35 | 40.35 | 1649.5439 | 1210.5 | 290.6169 | 276.2677 | 148.427 | 14.3492 | 934.2323 | 6867.22 | 2552.8234 | 4314.3966 | 9.445 | 3453.61 | 4 | 0
15 | 5 | 31 | 40.35 | 40.35 | 1668.6173 | 1250.85 | 300.3042 | 285.4766 | 117.4632 | 14.8275 | 965.3734 | 7094.794 | 2639.0842 | 4455.7098 | 9.445 | 3567.397 | 4 | 1.1369e-13
15 | 6 | 30 | 40.35 | 40.35 | 1626.5738 | 1210.5 | 290.6169 | 276.2677 | 125.4568 | 14.3492 | 934.2323 | 6867.22 | 2552.8234 | 4314.3966 | 9.445 | 3453.61 | 4 | 0
15 | 7 | 31 | 40.35 | 40.35 | 1688.5111 | 1250.85 | 300.3042 | 285.4766 | 137.357 | 14.8275 | 965.3734 | 7094.794 | 2639.0842 | 4455.7098 | 9.445 | 3567.397 | 4 | -1.1369e-13
15 | 8 | 31 | 40.35 | 40.35 | 1710.4558 | 1250.85 | 300.3042 | 285.4766 | 159.3017 | 14.8275 | 965.3734 | 7094.794 | 2639.0842 | 4455.7098 | 9.445 | 3567.397 | 4 | -1.1369e-13
15 | 9 | 30 | 40.35 | 40.35 | 1650.9795 | 1210.5 | 290.6169 | 276.2677 | 149.8626 | 14.3492 | 934.2323 | 6867.22 | 2552.8234 | 4314.3966 | 9.445 | 3453.61 | 4 | 2.2737e-13
15 | 10 | 31 | 40.35 | 40.35 | 1584.6327 | 1250.85 | 300.3042 | 285.4766 | 33.4786 | 14.8275 | 965.3734 | 7094.794 | 2639.0842 | 4455.7098 | 9.445 | 3567.397 | 4 | 1.1369e-13
15 | 11 | 30 | 40.35 | 40.35 | 1404.5632 | 1210.5 | 194.0632 | 184.4813 | 0 | 9.5819 | 1026.0187 | 6867.22 | 2933.3728 | 3933.8472 | 9.445 | 3453.61 | 4 | -5.6843e-14
15 | 12 | 31 | 40.35 | 40.35 | 1337.1909 | 1250.85 | 86.3409 | 82.0778 | 0 | 4.2631 | 1168.7722 | 7094.794 | 3335.9376 | 3758.8564 | 9.445 | 3567.397 | 4 | -1.5632e-13
16 | 1 | 31 | 40.35 | 40.35 | 1339.6879 | 1250.85 | 88.8379 | 84.4515 | 0 | 4.3864 | 1166.3985 | 7094.794 | 3329.2438 | 3765.5502 | 9.2561 | 3567.397 | 5 | -1.1369e-13
16 | 2 | 28 | 40.35 | 40.35 | 1320.8118 | 1129.8 | 191.0118 | 181.5806 | 0 | 9.4312 | 948.2194 | 6412.072 | 2591.5677 | 3820.5043 | 9.2561 | 3226.036 | 5 | 2.8422e-13
16 | 3 | 31 | 40.35 | 40.35 | 1643.3368 | 1250.85 | 294.2981 | 279.7671 | 98.1888 | 14.531 | 971.0829 | 7094.794 | 2654.8996 | 4439.8944 | 9.2561 | 3567.397 | 5 | -5.6843e-14
16 | 4 | 30 | 40.35 | 40.35 | 1641.2962 | 1210.5 | 284.8046 | 270.7424 | 145.9916 | 14.0622 | 939.7576 | 6867.22 | 2568.1287 | 4299.0913 | 9.2561 | 3453.61 | 5 | 1.7053e-13
16 | 5 | 31 | 40.35 | 40.35 | 1660.2742 | 1250.85 | 294.2981 | 279.7671 | 115.1262 | 14.531 | 971.0829 | 7094.794 | 2654.8996 | 4439.8944 | 9.2561 | 3567.397 | 5 | -5.6843e-14
16 | 6 | 30 | 40.35 | 40.35 | 1618.4409 | 1210.5 | 284.8046 | 270.7424 | 123.1363 | 14.0622 | 939.7576 | 6867.22 | 2568.1287 | 4299.0913 | 9.2561 | 3453.61 | 5 | -5.6843e-14
16 | 7 | 31 | 40.35 | 40.35 | 1680.0686 | 1250.85 | 294.2981 | 279.7671 | 134.9205 | 14.531 | 971.0829 | 7094.794 | 2654.8996 | 4439.8944 | 9.2561 | 3567.397 | 5 | -5.6843e-14
16 | 8 | 31 | 40.35 | 40.35 | 1701.9035 | 1250.85 | 294.2981 | 279.7671 | 156.7555 | 14.531 | 971.0829 | 7094.794 | 2654.8996 | 4439.8944 | 9.2561 | 3567.397 | 5 | -2.8422e-13
16 | 9 | 30 | 40.35 | 40.35 | 1642.7246 | 1210.5 | 284.8046 | 270.7424 | 147.4201 | 14.0622 | 939.7576 | 6867.22 | 2568.1287 | 4299.0913 | 9.2561 | 3453.61 | 5 | 1.7053e-13
16 | 10 | 31 | 40.35 | 40.35 | 1576.7096 | 1250.85 | 294.2981 | 279.7671 | 31.5615 | 14.531 | 971.0829 | 7094.794 | 2654.8996 | 4439.8944 | 9.2561 | 3567.397 | 5 | -2.8422e-13
16 | 11 | 30 | 40.35 | 40.35 | 1397.5403 | 1210.5 | 187.0403 | 177.8052 | 0 | 9.2351 | 1032.6948 | 6867.22 | 2952.1993 | 3915.0207 | 9.2561 | 3453.61 | 5 | -3.1264e-13
16 | 12 | 31 | 40.35 | 40.35 | 1330.5049 | 1250.85 | 79.6549 | 75.722 | 0 | 3.933 | 1175.128 | 7094.794 | 3353.8611 | 3740.9329 | 9.2561 | 3567.397 | 5 | 2.2737e-13
17 | 1 | 31 | 40.35 | 40.35 | 1332.9894 | 1250.85 | 82.1394 | 78.0838 | 0 | 4.0556 | 1172.7662 | 7094.794 | 3347.2007 | 3747.5933 | 9.071 | 3567.397 | 6 | -1.9895e-13
17 | 2 | 28 | 40.35 | 40.35 | 1314.2078 | 1129.8 | 184.4078 | 175.3026 | 0 | 9.1051 | 954.4974 | 6412.072 | 2608.9577 | 3803.1143 | 9.071 | 3226.036 | 6 | 8.5265e-14
17 | 3 | 31 | 40.35 | 40.35 | 1635.1202 | 1250.85 | 288.4121 | 274.1718 | 95.858 | 14.2403 | 976.6782 | 7094.794 | 2670.3987 | 4424.3953 | 9.071 | 3567.397 | 6 | 1.1369e-13
17 | 4 | 30 | 40.35 | 40.35 | 1633.0897 | 1210.5 | 279.1085 | 265.3275 | 143.4812 | 13.781 | 945.1725 | 6867.22 | 2583.1278 | 4284.0922 | 9.071 | 3453.61 | 6 | 1.1369e-13
17 | 5 | 31 | 40.35 | 40.35 | 1651.9729 | 1250.85 | 288.4121 | 274.1718 | 112.7108 | 14.2403 | 976.6782 | 7094.794 | 2670.3987 | 4424.3953 | 9.071 | 3567.397 | 6 | 1.1369e-13
17 | 6 | 30 | 40.35 | 40.35 | 1610.3487 | 1210.5 | 279.1085 | 265.3275 | 120.7402 | 13.781 | 945.1725 | 6867.22 | 2583.1278 | 4284.0922 | 9.071 | 3453.61 | 6 | 1.1369e-13
17 | 7 | 31 | 40.35 | 40.35 | 1671.6682 | 1250.85 | 288.4121 | 274.1718 | 132.4061 | 14.2403 | 976.6782 | 7094.794 | 2670.3987 | 4424.3953 | 9.071 | 3567.397 | 6 | -1.1369e-13
17 | 8 | 31 | 40.35 | 40.35 | 1693.394 | 1250.85 | 288.4121 | 274.1718 | 154.1319 | 14.2403 | 976.6782 | 7094.794 | 2670.3987 | 4424.3953 | 9.071 | 3567.397 | 6 | 1.1369e-13
17 | 9 | 30 | 40.35 | 40.35 | 1634.511 | 1210.5 | 279.1085 | 265.3275 | 144.9025 | 13.781 | 945.1725 | 6867.22 | 2583.1278 | 4284.0922 | 9.071 | 3453.61 | 6 | -1.1369e-13
17 | 10 | 31 | 40.35 | 40.35 | 1568.826 | 1250.85 | 288.4121 | 274.1718 | 29.5639 | 14.2403 | 976.6782 | 7094.794 | 2670.3987 | 4424.3953 | 9.071 | 3567.397 | 6 | 1.1369e-13
17 | 11 | 30 | 40.35 | 40.35 | 1390.5526 | 1210.5 | 180.0526 | 171.1625 | 0 | 8.8901 | 1039.3375 | 6867.22 | 2970.9316 | 3896.2884 | 9.071 | 3453.61 | 6 | -8.5265e-14
17 | 12 | 31 | 40.35 | 40.35 | 1323.8524 | 1250.85 | 73.0024 | 69.3979 | 0 | 3.6045 | 1181.4521 | 7094.794 | 3371.6949 | 3723.0991 | 9.071 | 3567.397 | 6 | 1.7053e-13
18 | 1 | 31 | 40.35 | 40.35 | 1326.3245 | 1250.85 | 75.4745 | 71.7479 | 0 | 3.7266 | 1179.1021 | 7094.794 | 3365.0679 | 3729.7261 | 8.8896 | 3567.397 | 7 | 4.2633e-14
18 | 2 | 29 | 40.35 | 40.35 | 1354.338 | 1170.15 | 184.188 | 175.0938 | 0 | 9.0943 | 995.0562 | 6639.646 | 2721.3058 | 3918.3402 | 8.8896 | 3339.823 | 7 | 8.5265e-14
18 | 3 | 31 | 40.35 | 40.35 | 1626.9446 | 1250.85 | 282.6439 | 268.6883 | 93.4507 | 13.9555 | 982.1617 | 7094.794 | 2685.5878 | 4409.2062 | 8.8896 | 3567.397 | 7 | 0
18 | 4 | 30 | 40.35 | 40.35 | 1624.9243 | 1210.5 | 273.5263 | 260.021 | 140.8979 | 13.5054 | 950.479 | 6867.22 | 2597.8269 | 4269.3931 | 8.8896 | 3453.61 | 7 | 1.7053e-13
18 | 5 | 31 | 40.35 | 40.35 | 1643.713 | 1250.85 | 282.6439 | 268.6883 | 110.2191 | 13.9555 | 982.1617 | 7094.794 | 2685.5878 | 4409.2062 | 8.8896 | 3567.397 | 7 | -2.2737e-13
18 | 6 | 30 | 40.35 | 40.35 | 1602.2969 | 1210.5 | 273.5263 | 260.021 | 118.2706 | 13.5054 | 950.479 | 6867.22 | 2597.8269 | 4269.3931 | 8.8896 | 3453.61 | 7 | 1.7053e-13
18 | 7 | 31 | 40.35 | 40.35 | 1663.3099 | 1250.85 | 282.6439 | 268.6883 | 129.816 | 13.9555 | 982.1617 | 7094.794 | 2685.5878 | 4409.2062 | 8.8896 | 3567.397 | 7 | 2.2737e-13
18 | 8 | 31 | 40.35 | 40.35 | 1684.9271 | 1250.85 | 282.6439 | 268.6883 | 151.4332 | 13.9555 | 982.1617 | 7094.794 | 2685.5878 | 4409.2062 | 8.8896 | 3567.397 | 7 | 2.2737e-13
18 | 9 | 30 | 40.35 | 40.35 | 1626.3385 | 1210.5 | 273.5263 | 260.021 | 142.3121 | 13.5054 | 950.479 | 6867.22 | 2597.8269 | 4269.3931 | 8.8896 | 3453.61 | 7 | -5.6843e-14
18 | 10 | 31 | 40.35 | 40.35 | 1560.9819 | 1250.85 | 282.6439 | 268.6883 | 27.488 | 13.9555 | 982.1617 | 7094.794 | 2685.5878 | 4409.2062 | 8.8896 | 3567.397 | 7 | 0
18 | 11 | 30 | 40.35 | 40.35 | 1383.5999 | 1210.5 | 173.0999 | 164.5531 | 0 | 8.5468 | 1045.9469 | 6867.22 | 2989.5704 | 3877.6496 | 8.8896 | 3453.61 | 7 | 8.5265e-14
18 | 12 | 31 | 40.35 | 40.35 | 1317.2331 | 1250.85 | 66.3831 | 63.1055 | 0 | 3.2777 | 1187.7445 | 7094.794 | 3389.4396 | 3705.3544 | 8.8896 | 3567.397 | 7 | -3.3396e-13
19 | 1 | 31 | 40.35 | 40.35 | 1319.6929 | 1250.85 | 68.8429 | 65.4437 | 0 | 3.3991 | 1185.4063 | 7094.794 | 3382.8457 | 3711.9483 | 8.7118 | 3567.397 | 8 | 1.9895e-13
19 | 2 | 28 | 40.35 | 40.35 | 1301.0986 | 1129.8 | 171.2986 | 162.8407 | 0 | 8.4579 | 966.9593 | 6412.072 | 2643.4773 | 3768.5947 | 8.7118 | 3226.036 | 8 | -2.8422e-13
19 | 3 | 31 | 40.35 | 40.35 | 1618.8098 | 1250.85 | 276.991 | 263.3146 | 90.9688 | 13.6764 | 987.5354 | 7094.794 | 2700.4732 | 4394.3208 | 8.7118 | 3567.397 | 8 | 1.7053e-13
19 | 4 | 30 | 40.35 | 40.35 | 1616.7996 | 1210.5 | 268.0558 | 254.8205 | 138.2438 | 13.2353 | 955.6795 | 6867.22 | 2612.2321 | 4254.9879 | 8.7118 | 3453.61 | 8 | -1.1369e-13
19 | 5 | 31 | 40.35 | 40.35 | 1635.4944 | 1250.85 | 276.991 | 263.3146 | 107.6535 | 13.6764 | 987.5354 | 7094.794 | 2700.4732 | 4394.3208 | 8.7118 | 3567.397 | 8 | -5.6843e-14
19 | 6 | 30 | 40.35 | 40.35 | 1594.2855 | 1210.5 | 268.0558 | 254.8205 | 115.7297 | 13.2353 | 955.6795 | 6867.22 | 2612.2321 | 4254.9879 | 8.7118 | 3453.61 | 8 | 1.1369e-13
19 | 7 | 31 | 40.35 | 40.35 | 1654.9933 | 1250.85 | 276.991 | 263.3146 | 127.1523 | 13.6764 | 987.5354 | 7094.794 | 2700.4732 | 4394.3208 | 8.7118 | 3567.397 | 8 | -2.8422e-13
19 | 8 | 31 | 40.35 | 40.35 | 1676.5024 | 1250.85 | 276.991 | 263.3146 | 148.6614 | 13.6764 | 987.5354 | 7094.794 | 2700.4732 | 4394.3208 | 8.7118 | 3567.397 | 8 | -5.6843e-14
19 | 9 | 30 | 40.35 | 40.35 | 1618.2068 | 1210.5 | 268.0558 | 254.8205 | 139.651 | 13.2353 | 955.6795 | 6867.22 | 2612.2321 | 4254.9879 | 8.7118 | 3453.61 | 8 | -1.1369e-13
19 | 10 | 31 | 40.35 | 40.35 | 1553.177 | 1250.85 | 276.991 | 263.3146 | 25.336 | 13.6764 | 987.5354 | 7094.794 | 2700.4732 | 4394.3208 | 8.7118 | 3567.397 | 8 | 1.7053e-13
19 | 11 | 30 | 40.35 | 40.35 | 1376.6819 | 1210.5 | 166.1819 | 157.9766 | 0 | 8.2052 | 1052.5234 | 6867.22 | 3008.1159 | 3859.1041 | 8.7118 | 3453.61 | 8 | 0
19 | 12 | 31 | 40.35 | 40.35 | 1310.647 | 1250.85 | 59.797 | 56.8445 | 0 | 2.9525 | 1194.0055 | 7094.794 | 3407.0955 | 3687.6985 | 8.7118 | 3567.397 | 8 | 2.8422e-13
20 | 1 | 31 | 40.35 | 40.35 | 1313.0944 | 1250.85 | 62.2444 | 59.1711 | 0 | 3.0733 | 1191.6789 | 7094.794 | 3400.5346 | 3694.2594 | 8.5376 | 3567.397 | 9 | -2.8422e-14
20 | 2 | 28 | 40.35 | 40.35 | 1294.5931 | 1129.8 | 164.7931 | 156.6564 | 0 | 8.1367 | 973.1436 | 6412.072 | 2660.6078 | 3751.4642 | 8.5376 | 3226.036 | 9 | -8.5265e-14
20 | 3 | 31 | 40.35 | 40.35 | 1610.7158 | 1250.85 | 271.4512 | 258.0483 | 88.4146 | 13.4029 | 992.8017 | 7094.794 | 2715.0608 | 4379.7332 | 8.5376 | 3567.397 | 9 | 1.1369e-13
20 | 4 | 30 | 40.35 | 40.35 | 1608.7156 | 1210.5 | 262.6947 | 249.7241 | 135.521 | 12.9705 | 960.7759 | 6867.22 | 2626.3492 | 4240.8708 | 8.5376 | 3453.61 | 9 | 1.9895e-13
20 | 5 | 31 | 40.35 | 40.35 | 1627.317 | 1250.85 | 271.4512 | 258.0483 | 105.0158 | 13.4029 | 992.8017 | 7094.794 | 2715.0608 | 4379.7332 | 8.5376 | 3567.397 | 9 | 1.1369e-13
20 | 6 | 30 | 40.35 | 40.35 | 1586.314 | 1210.5 | 262.6947 | 249.7241 | 113.1193 | 12.9705 | 960.7759 | 6867.22 | 2626.3492 | 4240.8708 | 8.5376 | 3453.61 | 9 | 0
20 | 7 | 31 | 40.35 | 40.35 | 1646.7184 | 1250.85 | 271.4512 | 258.0483 | 124.4172 | 13.4029 | 992.8017 | 7094.794 | 2715.0608 | 4379.7332 | 8.5376 | 3567.397 | 9 | 1.1369e-13
20 | 8 | 31 | 40.35 | 40.35 | 1668.1199 | 1250.85 | 271.4512 | 258.0483 | 145.8187 | 13.4029 | 992.8017 | 7094.794 | 2715.0608 | 4379.7332 | 8.5376 | 3567.397 | 9 | -1.1369e-13
20 | 9 | 30 | 40.35 | 40.35 | 1610.1157 | 1210.5 | 262.6947 | 249.7241 | 136.9211 | 12.9705 | 960.7759 | 6867.22 | 2626.3492 | 4240.8708 | 8.5376 | 3453.61 | 9 | 1.9895e-13
20 | 10 | 31 | 40.35 | 40.35 | 1545.4111 | 1250.85 | 271.4512 | 258.0483 | 23.1099 | 13.4029 | 992.8017 | 7094.794 | 2715.0608 | 4379.7332 | 8.5376 | 3567.397 | 9 | -1.1369e-13
20 | 11 | 30 | 40.35 | 40.35 | 1369.7985 | 1210.5 | 159.2985 | 151.4331 | 0 | 7.8654 | 1059.0669 | 6867.22 | 3026.5686 | 3840.6514 | 8.5376 | 3453.61 | 9 | 5.6843e-14
20 | 12 | 31 | 40.35 | 40.35 | 1304.0937 | 1250.85 | 53.2437 | 50.6148 | 0 | 2.6289 | 1200.2352 | 7094.794 | 3424.6632 | 3670.1308 | 8.5376 | 3567.397 | 9 | -3.4817e-13
LIVE CHECKS AND MESSAGES
Fix ERROR items before using results. WARNING items state limitations; a negative NPV is a financial outcome, not an input error.
These checks update automatically. When saving a scenario manually, copy its checks as values together with its inputs and results.
Check / setting |  | Solar only |  |  |  | Battery only |  |  |  | Solar and battery
|  | 0 errors; 1 warnings |  |  |  | 0 errors; 1 warnings |  |  |  | 0 errors; 2 warnings
Input mode |  | OK |  |  |  | OK |  |  |  | OK
Monthly consumption |  | OK |  |  |  | OK |  |  |  | OK
Monthly bill |  | OK |  |  |  | OK |  |  |  | OK
Billing days |  | OK |  |  |  | OK |  |  |  | OK
Tariff category |  | OK |  |  |  | OK |  |  |  | OK
Pricing basis |  | OK |  |  |  | OK |  |  |  | OK
Actual rate availability |  | OK |  |  |  | OK |  |  |  | OK
Bill inversion |  | OK |  |  |  | OK |  |  |  | OK
Area selection |  | OK |  |  |  | OK |  |  |  | OK
Available area |  | OK |  |  |  | OK |  |  |  | OK
Load distribution |  | OK |  |  |  | OK |  |  |  | OK
Daytime energy share |  | OK |  |  |  | OK |  |  |  | OK
Critical load selection |  | OK |  |  |  | OK |  |  |  | OK
Critical load input |  | OK |  |  |  | OK |  |  |  | OK
Panel model |  | OK |  |  |  | OK |  |  |  | OK
Panel quantity |  | OK |  |  |  | OK |  |  |  | OK
Battery model |  | OK |  |  |  | OK |  |  |  | OK
Battery quantity |  | OK |  |  |  | OK |  |  |  | OK
Inverter model |  | OK |  |  |  | OK |  |  |  | OK
Battery reserve |  | OK |  |  |  | OK |  |  |  | OK
PV / inverter limit |  | OK |  |  |  | OK |  |  |  | OK
Roof fit |  | OK |  |  |  | OK |  |  |  | OK
Equipment compatibility |  | OK |  |  |  | OK |  |  |  | OK
Battery operating mode |  | Not applicable |  |  |  | OK |  |  |  | Not applicable
Grid delivery limit |  | Not applicable |  |  |  | OK |  |  |  | Not applicable
Backup power |  | Not applicable |  |  |  | OK |  |  |  | OK
Unknown critical load |  | Not applicable |  |  |  | WARNING: Inputs!C20 is Unknown; backup duration cannot be determined. |  |  |  | WARNING: Inputs!C20 is Unknown; backup duration cannot be determined.
Unknown roof area |  | WARNING: Inputs!C14 is Unspecified; roof fit has not been verified. |  |  |  | OK |  |  |  | WARNING: Inputs!C14 is Unspecified; roof fit has not been verified.
Study period |  | OK |  |  |  | OK |  |  |  | OK
Nominal discount rate |  | OK |  |  |  | OK |  |  |  | OK
Tariff and fee escalation |  | OK |  |  |  | OK |  |  |  | OK
Maintenance cost escalation |  | OK |  |  |  | OK |  |  |  | OK
Annual PV degradation |  | OK |  |  |  | OK |  |  |  | OK
Charge efficiency |  | OK |  |  |  | OK |  |  |  | OK
Discharge efficiency |  | OK |  |  |  | OK |  |  |  | OK
Daytime duration |  | OK |  |  |  | OK |  |  |  | OK
PV charging window |  | OK |  |  |  | OK |  |  |  | OK
Grid charging window |  | OK |  |  |  | OK |  |  |  | OK
Installation area multiplier |  | OK |  |  |  | OK |  |  |  | OK
Installation and BOS |  | OK |  |  |  | OK |  |  |  | OK
Annual maintenance |  | OK |  |  |  | OK |  |  |  | OK
Battery replacement year |  | OK |  |  |  | OK |  |  |  | OK
Battery replacement cost |  | OK |  |  |  | OK |  |  |  | OK
Inverter replacement year |  | OK |  |  |  | OK |  |  |  | OK
Inverter replacement cost |  | OK |  |  |  | OK |  |  |  | OK
Annual battery degradation |  | OK |  |  |  | OK |  |  |  | OK
First forecast calendar year |  | OK |  |  |  | OK |  |  |  | OK
Inverse-bill tolerance |  | OK |  |  |  | OK |  |  |  | OK
Battery auxiliary consumption |  | OK |  |  |  | OK |  |  |  | OK
Average daily PV yield |  | OK |  |  |  | OK |  |  |  | OK
Panel catalog |  | OK |  |  |  | OK |  |  |  | OK
Battery catalog |  | OK |  |  |  | OK |  |  |  | OK
Inverter catalog |  | OK |  |  |  | OK |  |  |  | OK
Original model validity |  | OK |  |  |  | OK |  |  |  | OK
Calculation errors |  | OK |  |  |  | OK |  |  |  | OK
CALCULATION DIAGNOSTICS - first error cell in each checked column
Scenarios!C7:C900 |  | OK
Scenarios!D7:D900 |  | OK
Scenarios!E7:E900 |  | OK
Scenarios!F7:F900 |  | OK
Scenarios!G7:G900 |  | OK
Scenarios!H7:H19 |  | OK
Scenarios!H24:H900 |  | OK
Scenarios!I7:I19 |  | OK
Scenarios!I24:I900 |  | OK
Scenarios!J7:J19 |  | OK
Scenarios!J24:J900 |  | OK
Scenarios!K7:K19 |  | OK
Scenarios!K24:K900 |  | OK
Scenarios!L7:L19 |  | OK
Scenarios!L24:L900 |  | OK
Scenarios!M7:M900 |  | OK
Scenarios!N7:N900 |  | OK
Scenarios!O7:O900 |  | OK
Scenarios!P7:P900 |  | OK
Scenarios!Q7:Q900 |  | OK
Scenarios!R7:R900 |  | OK
Scenarios!S7:S900 |  | OK
Scenarios!T7:T900 |  | OK
Scenarios!U7:U900 |  | OK
Inputs!A1:A100 |  | OK
Inputs!B1:B100 |  | OK
Inputs!C1:C100 |  | OK
Inputs!D1:D100 |  | OK
Inputs!E1:E100 |  | OK
Inputs!F1:F100 |  | OK
Inputs!G1:G100 |  | OK
Inputs!H1:H100 |  | OK
Inputs!I1:I100 |  | OK
Inputs!L3:L14 |  | OK
Assumptions and Catalog!A1:A168 |  | OK
Assumptions and Catalog!B1:B168 |  | OK
Assumptions and Catalog!C1:C168 |  | OK
Assumptions and Catalog!D1:D168 |  | OK
Assumptions and Catalog!E1:E168 |  | OK
Assumptions and Catalog!F1:F168 |  | OK
Assumptions and Catalog!G1:G168 |  | OK
Assumptions and Catalog!H1:H168 |  | OK
Assumptions and Catalog!I1:I168 |  | OK

## Solar Production
AVESTA - Solar Production ¦ Experimental Copy
Cairo fixed location. Yellow cells are editable. Monthly battery dispatch remains an approximation.
Panel tilt (degrees) |  | 30 |  | Tilt: 0 = horizontal; 90 = vertical.
Compass azimuth (deg) |  | 180 |  | Azimuth: 0/360 = north; 90 = east; 180 = south; 270 = west.
Study year shown |  | 1 |  | The same roof orientation applies to both solar configurations.
Calendar year shown |  | 2027
Latitude (fixed) |  | 30.0444 |  | PVGIS 5.3 / SARAH3 ¦ Climate: 2005-2023 ¦ Retrieved: 26 Oct 2026
Longitude (fixed) |  | 31.2357 |  | Crystalline silicon; free-standing; terrain horizon included.
PVGIS system loss |  | 14% |  | 14% system loss is already included; no second performance ratio.
Solar input status |  | OK
Open PVGIS source for selected tilt and azimuth (internet required)
PVGIS methodology and data documentation
Offline calculation: bilinear interpolation of PVGIS results on a 5-degree tilt / 15-degree azimuth grid.
Source values are for 1 kWp. Monthly climate averages are not a forecast of the selected calendar year.
Month | Ref. days | PV yield kWh/kWp/mo | PV yield kWh/kWp/day | Solar only PV kWh | Solar only Bill saving EGP | Combined PV kWh | Combined Bill saving EGP | Battery only Bill saving EGP | Calendar days
1 | 31 | 131.3 | 4.2355 | 1155.44 | 3258.3408 | 1444.3 | 4045.9905 | 0 | 31
2 | 28 | 129.45 | 4.6232 | 1139.16 | 3186.036 | 1423.95 | 4091.885 | 0 | 28
3 | 31 | 161.06 | 5.1955 | 1417.328 | 3527.397 | 1771.66 | 4522.2656 | 0 | 31
4 | 30 | 160.86 | 5.362 | 1415.568 | 3413.61 | 1769.46 | 4378.8054 | 0 | 30
5 | 31 | 162.72 | 5.249 | 1431.936 | 3527.397 | 1789.92 | 4522.2656 | 0 | 31
6 | 30 | 158.62 | 5.2873 | 1395.856 | 3413.61 | 1744.82 | 4378.8054 | 0 | 30
7 | 31 | 164.66 | 5.3116 | 1449.008 | 3527.397 | 1811.26 | 4522.2656 | 0 | 31
8 | 31 | 166.8 | 5.3806 | 1467.84 | 3527.397 | 1834.8 | 4522.2656 | 0 | 31
9 | 30 | 161 | 5.3667 | 1416.8 | 3413.61 | 1771 | 4378.8054 | 0 | 30
10 | 31 | 154.53 | 4.9848 | 1359.864 | 3527.397 | 1699.83 | 4522.2656 | 0 | 31
11 | 30 | 136.97 | 4.5657 | 1205.336 | 3399.0475 | 1506.67 | 4329.0191 | 0 | 30
12 | 31 | 130.4 | 4.2065 | 1147.52 | 3236.0064 | 1434.4 | 4019.451 | 0 | 31
Annual total | 365 | 1818.37 | 4.9818 | 16001.656 | 40957.2457 | 20002.07 | 52234.0897 | 0 | 365
Bill savings = baseline bill minus new bill. Unused PV has no export revenue.
Net savings below include annual maintenance and replacement costs from the existing financial model.
Annual net saving EGP |  |  |  | 39522.8457 |  | 48073.4497 |  | -2730.64
Interpolation calculations
Lower tilt |  | 30
Upper tilt |  | 35
Lower azimuth |  | 180
Upper azimuth |  | 195
Tilt weight |  | 0
Azimuth weight |  | 0
Model limits and next step
Next: evaluate battery benefit with hourly PV, load and state-of-charge calculations, not monthly budgets.
Roof/building shadows, row shading and inverter-specific clipping are not resolved by this monthly table.
Changing orientation does not recalculate roof spacing. Existing saved scenarios remain historical captures.
Calendar scaling: PVGIS monthly E_m / reference-month days x actual month days; then annual degradation.
This is an experimental copy. The original workbook is retained until the trial is accepted.
Raw PVGIS source table below: 475 orientations x 12 months. Values already include modeled PV losses.
Tilt deg | Compass deg | Month | E_m kWh/kWp | E_d source rounded | PVGIS source URL
0 | 0 | 1 | 88.85 | 2.87 | https://re.jrc.ec.europa.eu/api/v5_3/PVcalc?lat=30.0444&lon=31.2357&peakpower=1&loss=14&angle=0&aspect=-180&outputformat=json&raddatabase=PVGIS-SARAH3&pvtechchoice=crystSi&mountingplace=free&usehorizon=1
0 | 0 | 2 | 98.94 | 3.53 | https://re.jrc.ec.europa.eu/api/v5_3/PVcalc?lat=30.0444&lon=31.2357&peakpower=1&loss=14&angle=0&aspect=-180&outputformat=json&raddatabase=PVGIS-SARAH3&pvtechchoice=crystSi&mountingplace=free&usehorizon=1
0 | 0 | 3 | 139.85 | 4.51 | https://re.jrc.ec.europa.eu/api/v5_3/PVcalc?lat=30.0444&lon=31.2357&peakpower=1&loss=14&angle=0&aspect=-180&outputformat=json&raddatabase=PVGIS-SARAH3&pvtechchoice=crystSi&mountingplace=free&usehorizon=1
0 | 0 | 4 | 158.15 | 5.27 | https://re.jrc.ec.europa.eu/api/v5_3/PVcalc?lat=30.0444&lon=31.2357&peakpower=1&loss=14&angle=0&aspect=-180&outputformat=json&raddatabase=PVGIS-SARAH3&pvtechchoice=crystSi&mountingplace=free&usehorizon=1
0 | 0 | 5 | 176.18 | 5.68 | https://re.jrc.ec.europa.eu/api/v5_3/PVcalc?lat=30.0444&lon=31.2357&peakpower=1&loss=14&angle=0&aspect=-180&outputformat=json&raddatabase=PVGIS-SARAH3&pvtechchoice=crystSi&mountingplace=free&usehorizon=1
0 | 0 | 6 | 181.03 | 6.03 | https://re.jrc.ec.europa.eu/api/v5_3/PVcalc?lat=30.0444&lon=31.2357&peakpower=1&loss=14&angle=0&aspect=-180&outputformat=json&raddatabase=PVGIS-SARAH3&pvtechchoice=crystSi&mountingplace=free&usehorizon=1
0 | 0 | 7 | 183.54 | 5.92 | https://re.jrc.ec.europa.eu/api/v5_3/PVcalc?lat=30.0444&lon=31.2357&peakpower=1&loss=14&angle=0&aspect=-180&outputformat=json&raddatabase=PVGIS-SARAH3&pvtechchoice=crystSi&mountingplace=free&usehorizon=1
0 | 0 | 8 | 170.73 | 5.51 | https://re.jrc.ec.europa.eu/api/v5_3/PVcalc?lat=30.0444&lon=31.2357&peakpower=1&loss=14&angle=0&aspect=-180&outputformat=json&raddatabase=PVGIS-SARAH3&pvtechchoice=crystSi&mountingplace=free&usehorizon=1
0 | 0 | 9 | 146.05 | 4.87 | https://re.jrc.ec.europa.eu/api/v5_3/PVcalc?lat=30.0444&lon=31.2357&peakpower=1&loss=14&angle=0&aspect=-180&outputformat=json&raddatabase=PVGIS-SARAH3&pvtechchoice=crystSi&mountingplace=free&usehorizon=1
0 | 0 | 10 | 122.34 | 3.95 | https://re.jrc.ec.europa.eu/api/v5_3/PVcalc?lat=30.0444&lon=31.2357&peakpower=1&loss=14&angle=0&aspect=-180&outputformat=json&raddatabase=PVGIS-SARAH3&pvtechchoice=crystSi&mountingplace=free&usehorizon=1
0 | 0 | 11 | 94.5 | 3.15 | https://re.jrc.ec.europa.eu/api/v5_3/PVcalc?lat=30.0444&lon=31.2357&peakpower=1&loss=14&angle=0&aspect=-180&outputformat=json&raddatabase=PVGIS-SARAH3&pvtechchoice=crystSi&mountingplace=free&usehorizon=1
0 | 0 | 12 | 83.98 | 2.71 | https://re.jrc.ec.europa.eu/api/v5_3/PVcalc?lat=30.0444&lon=31.2357&peakpower=1&loss=14&angle=0&aspect=-180&outputformat=json&raddatabase=PVGIS-SARAH3&pvtechchoice=crystSi&mountingplace=free&usehorizon=1
0 | 15 | 1 | 88.85 | 2.87 | https://re.jrc.ec.europa.eu/api/v5_3/PVcalc?lat=30.0444&lon=31.2357&peakpower=1&loss=14&angle=0&aspect=-165&outputformat=json&raddatabase=PVGIS-SARAH3&pvtechchoice=crystSi&mountingplace=free&usehorizon=1
0 | 15 | 2 | 98.94 | 3.53 | https://re.jrc.ec.europa.eu/api/v5_3/PVcalc?lat=30.0444&lon=31.2357&peakpower=1&loss=14&angle=0&aspect=-165&outputformat=json&raddatabase=PVGIS-SARAH3&pvtechchoice=crystSi&mountingplace=free&usehorizon=1
0 | 15 | 3 | 139.85 | 4.51 | https://re.jrc.ec.europa.eu/api/v5_3/PVcalc?lat=30.0444&lon=31.2357&peakpower=1&loss=14&angle=0&aspect=-165&outputformat=json&raddatabase=PVGIS-SARAH3&pvtechchoice=crystSi&mountingplace=free&usehorizon=1
0 | 15 | 4 | 158.15 | 5.27 | https://re.jrc.ec.europa.eu/api/v5_3/PVcalc?lat=30.0444&lon=31.2357&peakpower=1&loss=14&angle=0&aspect=-165&outputformat=json&raddatabase=PVGIS-SARAH3&pvtechchoice=crystSi&mountingplace=free&usehorizon=1
0 | 15 | 5 | 176.18 | 5.68 | https://re.jrc.ec.europa.eu/api/v5_3/PVcalc?lat=30.0444&lon=31.2357&peakpower=1&loss=14&angle=0&aspect=-165&outputformat=json&raddatabase=PVGIS-SARAH3&pvtechchoice=crystSi&mountingplace=free&usehorizon=1
0 | 15 | 6 | 181.03 | 6.03 | https://re.jrc.ec.europa.eu/api/v5_3/PVcalc?lat=30.0444&lon=31.2357&peakpower=1&loss=14&angle=0&aspect=-165&outputformat=json&raddatabase=PVGIS-SARAH3&pvtechchoice=crystSi&mountingplace=free&usehorizon=1
0 | 15 | 7 | 183.54 | 5.92 | https://re.jrc.ec.europa.eu/api/v5_3/PVcalc?lat=30.0444&lon=31.2357&peakpower=1&loss=14&angle=0&aspect=-165&outputformat=json&raddatabase=PVGIS-SARAH3&pvtechchoice=crystSi&mountingplace=free&usehorizon=1
0 | 15 | 8 | 170.73 | 5.51 | https://re.jrc.ec.europa.eu/api/v5_3/PVcalc?lat=30.0444&lon=31.2357&peakpower=1&loss=14&angle=0&aspect=-165&outputformat=json&raddatabase=PVGIS-SARAH3&pvtechchoice=crystSi&mountingplace=free&usehorizon=1
0 | 15 | 9 | 146.05 | 4.87 | https://re.jrc.ec.europa.eu/api/v5_3/PVcalc?lat=30.0444&lon=31.2357&peakpower=1&loss=14&angle=0&aspect=-165&outputformat=json&raddatabase=PVGIS-SARAH3&pvtechchoice=crystSi&mountingplace=free&usehorizon=1
0 | 15 | 10 | 122.34 | 3.95 | https://re.jrc.ec.europa.eu/api/v5_3/PVcalc?lat=30.0444&lon=31.2357&peakpower=1&loss=14&angle=0&aspect=-165&outputformat=json&raddatabase=PVGIS-SARAH3&pvtechchoice=crystSi&mountingplace=free&usehorizon=1
0 | 15 | 11 | 94.5 | 3.15 | https://re.jrc.ec.europa.eu/api/v5_3/PVcalc?lat=30.0444&lon=31.2357&peakpower=1&loss=14&angle=0&aspect=-165&outputformat=json&raddatabase=PVGIS-SARAH3&pvtechchoice=crystSi&mountingplace=free&usehorizon=1
0 | 15 | 12 | 83.98 | 2.71 | https://re.jrc.ec.europa.eu/api/v5_3/PVcalc?lat=30.0444&lon=31.2357&peakpower=1&loss=14&angle=0&aspect=-165&outputformat=json&raddatabase=PVGIS-SARAH3&pvtechchoice=crystSi&mountingplace=free&usehorizon=1
0 | 30 | 1 | 88.85 | 2.87 | https://re.jrc.ec.europa.eu/api/v5_3/PVcalc?lat=30.0444&lon=31.2357&peakpower=1&loss=14&angle=0&aspect=-150&outputformat=json&raddatabase=PVGIS-SARAH3&pvtechchoice=crystSi&mountingplace=free&usehorizon=1
0 | 30 | 2 | 98.94 | 3.53 | https://re.jrc.ec.europa.eu/api/v5_3/PVcalc?lat=30.0444&lon=31.2357&peakpower=1&loss=14&angle=0&aspect=-150&outputformat=json&raddatabase=PVGIS-SARAH3&pvtechchoice=crystSi&mountingplace=free&usehorizon=1
0 | 30 | 3 | 139.85 | 4.51 | https://re.jrc.ec.europa.eu/api/v5_3/PVcalc?lat=30.0444&lon=31.2357&peakpower=1&loss=14&angle=0&aspect=-150&outputformat=json&raddatabase=PVGIS-SARAH3&pvtechchoice=crystSi&mountingplace=free&usehorizon=1
0 | 30 | 4 | 158.15 | 5.27 | https://re.jrc.ec.europa.eu/api/v5_3/PVcalc?lat=30.0444&lon=31.2357&peakpower=1&loss=14&angle=0&aspect=-150&outputformat=json&raddatabase=PVGIS-SARAH3&pvtechchoice=crystSi&mountingplace=free&usehorizon=1
0 | 30 | 5 | 176.18 | 5.68 | https://re.jrc.ec.europa.eu/api/v5_3/PVcalc?lat=30.0444&lon=31.2357&peakpower=1&loss=14&angle=0&aspect=-150&outputformat=json&raddatabase=PVGIS-SARAH3&pvtechchoice=crystSi&mountingplace=free&usehorizon=1
0 | 30 | 6 | 181.03 | 6.03 | https://re.jrc.ec.europa.eu/api/v5_3/PVcalc?lat=30.0444&lon=31.2357&peakpower=1&loss=14&angle=0&aspect=-150&outputformat=json&raddatabase=PVGIS-SARAH3&pvtechchoice=crystSi&mountingplace=free&usehorizon=1
0 | 30 | 7 | 183.54 | 5.92 | https://re.jrc.ec.europa.eu/api/v5_3/PVcalc?lat=30.0444&lon=31.2357&peakpower=1&loss=14&angle=0&aspect=-150&outputformat=json&raddatabase=PVGIS-SARAH3&pvtechchoice=crystSi&mountingplace=free&usehorizon=1
0 | 30 | 8 | 170.73 | 5.51 | https://re.jrc.ec.europa.eu/api/v5_3/PVcalc?lat=30.0444&lon=31.2357&peakpower=1&loss=14&angle=0&aspect=-150&outputformat=json&raddatabase=PVGIS-SARAH3&pvtechchoice=crystSi&mountingplace=free&usehorizon=1
0 | 30 | 9 | 146.05 | 4.87 | https://re.jrc.ec.europa.eu/api/v5_3/PVcalc?lat=30.0444&lon=31.2357&peakpower=1&loss=14&angle=0&aspect=-150&outputformat=json&raddatabase=PVGIS-SARAH3&pvtechchoice=crystSi&mountingplace=free&usehorizon=1
0 | 30 | 10 | 122.34 | 3.95 | https://re.jrc.ec.europa.eu/api/v5_3/PVcalc?lat=30.0444&lon=31.2357&peakpower=1&loss=14&angle=0&aspect=-150&outputformat=json&raddatabase=PVGIS-SARAH3&pvtechchoice=crystSi&mountingplace=free&usehorizon=1
0 | 30 | 11 | 94.5 | 3.15 | https://re.jrc.ec.europa.eu/api/v5_3/PVcalc?lat=30.0444&lon=31.2357&peakpower=1&loss=14&angle=0&aspect=-150&outputformat=json&raddatabase=PVGIS-SARAH3&pvtechchoice=crystSi&mountingplace=free&usehorizon=1
0 | 30 | 12 | 83.98 | 2.71 | https://re.jrc.ec.europa.eu/api/v5_3/PVcalc?lat=30.0444&lon=31.2357&peakpower=1&loss=14&angle=0&aspect=-150&outputformat=json&raddatabase=PVGIS-SARAH3&pvtechchoice=crystSi&mountingplace=free&usehorizon=1
0 | 45 | 1 | 88.85 | 2.87 | https://re.jrc.ec.europa.eu/api/v5_3/PVcalc?lat=30.0444&lon=31.2357&peakpower=1&loss=14&angle=0&aspect=-135&outputformat=json&raddatabase=PVGIS-SARAH3&pvtechchoice=crystSi&mountingplace=free&usehorizon=1
0 | 45 | 2 | 98.94 | 3.53 | https://re.jrc.ec.europa.eu/api/v5_3/PVcalc?lat=30.0444&lon=31.2357&peakpower=1&loss=14&angle=0&aspect=-135&outputformat=json&raddatabase=PVGIS-SARAH3&pvtechchoice=crystSi&mountingplace=free&usehorizon=1
0 | 45 | 3 | 139.85 | 4.51 | https://re.jrc.ec.europa.eu/api/v5_3/PVcalc?lat=30.0444&lon=31.2357&peakpower=1&loss=14&angle=0&aspect=-135&outputformat=json&raddatabase=PVGIS-SARAH3&pvtechchoice=crystSi&mountingplace=free&usehorizon=1
0 | 45 | 4 | 158.15 | 5.27 | https://re.jrc.ec.europa.eu/api/v5_3/PVcalc?lat=30.0444&lon=31.2357&peakpower=1&loss=14&angle=0&aspect=-135&outputformat=json&raddatabase=PVGIS-SARAH3&pvtechchoice=crystSi&mountingplace=free&usehorizon=1
0 | 45 | 5 | 176.18 | 5.68 | https://re.jrc.ec.europa.eu/api/v5_3/PVcalc?lat=30.0444&lon=31.2357&peakpower=1&loss=14&angle=0&aspect=-135&outputformat=json&raddatabase=PVGIS-SARAH3&pvtechchoice=crystSi&mountingplace=free&usehorizon=1
0 | 45 | 6 | 181.03 | 6.03 | https://re.jrc.ec.europa.eu/api/v5_3/PVcalc?lat=30.0444&lon=31.2357&peakpower=1&loss=14&angle=0&aspect=-135&outputformat=json&raddatabase=PVGIS-SARAH3&pvtechchoice=crystSi&mountingplace=free&usehorizon=1
0 | 45 | 7 | 183.54 | 5.92 | https://re.jrc.ec.europa.eu/api/v5_3/PVcalc?lat=30.0444&lon=31.2357&peakpower=1&loss=14&angle=0&aspect=-135&outputformat=json&raddatabase=PVGIS-SARAH3&pvtechchoice=crystSi&mountingplace=free&usehorizon=1
0 | 45 | 8 | 170.73 | 5.51 | https://re.jrc.ec.europa.eu/api/v5_3/PVcalc?lat=30.0444&lon=31.2357&peakpower=1&loss=14&angle=0&aspect=-135&outputformat=json&raddatabase=PVGIS-SARAH3&pvtechchoice=crystSi&mountingplace=free&usehorizon=1
0 | 45 | 9 | 146.05 | 4.87 | https://re.jrc.ec.europa.eu/api/v5_3/PVcalc?lat=30.0444&lon=31.2357&peakpower=1&loss=14&angle=0&aspect=-135&outputformat=json&raddatabase=PVGIS-SARAH3&pvtechchoice=crystSi&mountingplace=free&usehorizon=1
0 | 45 | 10 | 122.34 | 3.95 | https://re.jrc.ec.europa.eu/api/v5_3/PVcalc?lat=30.0444&lon=31.2357&peakpower=1&loss=14&angle=0&aspect=-135&outputformat=json&raddatabase=PVGIS-SARAH3&pvtechchoice=crystSi&mountingplace=free&usehorizon=1
0 | 45 | 11 | 94.5 | 3.15 | https://re.jrc.ec.europa.eu/api/v5_3/PVcalc?lat=30.0444&lon=31.2357&peakpower=1&loss=14&angle=0&aspect=-135&outputformat=json&raddatabase=PVGIS-SARAH3&pvtechchoice=crystSi&mountingplace=free&usehorizon=1
0 | 45 | 12 | 83.98 | 2.71 | https://re.jrc.ec.europa.eu/api/v5_3/PVcalc?lat=30.0444&lon=31.2357&peakpower=1&loss=14&angle=0&aspect=-135&outputformat=json&raddatabase=PVGIS-SARAH3&pvtechchoice=crystSi&mountingplace=free&usehorizon=1
0 | 60 | 1 | 88.85 | 2.87 | https://re.jrc.ec.europa.eu/api/v5_3/PVcalc?lat=30.0444&lon=31.2357&peakpower=1&loss=14&angle=0&aspect=-120&outputformat=json&raddatabase=PVGIS-SARAH3&pvtechchoice=crystSi&mountingplace=free&usehorizon=1
0 | 60 | 2 | 98.94 | 3.53 | https://re.jrc.ec.europa.eu/api/v5_3/PVcalc?lat=30.0444&lon=31.2357&peakpower=1&loss=14&angle=0&aspect=-120&outputformat=json&raddatabase=PVGIS-SARAH3&pvtechchoice=crystSi&mountingplace=free&usehorizon=1
0 | 60 | 3 | 139.85 | 4.51 | https://re.jrc.ec.europa.eu/api/v5_3/PVcalc?lat=30.0444&lon=31.2357&peakpower=1&loss=14&angle=0&aspect=-120&outputformat=json&raddatabase=PVGIS-SARAH3&pvtechchoice=crystSi&mountingplace=free&usehorizon=1
0 | 60 | 4 | 158.15 | 5.27 | https://re.jrc.ec.europa.eu/api/v5_3/PVcalc?lat=30.0444&lon=31.2357&peakpower=1&loss=14&angle=0&aspect=-120&outputformat=json&raddatabase=PVGIS-SARAH3&pvtechchoice=crystSi&mountingplace=free&usehorizon=1
0 | 60 | 5 | 176.18 | 5.68 | https://re.jrc.ec.europa.eu/api/v5_3/PVcalc?lat=30.0444&lon=31.2357&peakpower=1&loss=14&angle=0&aspect=-120&outputformat=json&raddatabase=PVGIS-SARAH3&pvtechchoice=crystSi&mountingplace=free&usehorizon=1
0 | 60 | 6 | 181.03 | 6.03 | https://re.jrc.ec.europa.eu/api/v5_3/PVcalc?lat=30.0444&lon=31.2357&peakpower=1&loss=14&angle=0&aspect=-120&outputformat=json&raddatabase=PVGIS-SARAH3&pvtechchoice=crystSi&mountingplace=free&usehorizon=1
0 | 60 | 7 | 183.54 | 5.92 | https://re.jrc.ec.europa.eu/api/v5_3/PVcalc?lat=30.0444&lon=31.2357&peakpower=1&loss=14&angle=0&aspect=-120&outputformat=json&raddatabase=PVGIS-SARAH3&pvtechchoice=crystSi&mountingplace=free&usehorizon=1
0 | 60 | 8 | 170.73 | 5.51 | https://re.jrc.ec.europa.eu/api/v5_3/PVcalc?lat=30.0444&lon=31.2357&peakpower=1&loss=14&angle=0&aspect=-120&outputformat=json&raddatabase=PVGIS-SARAH3&pvtechchoice=crystSi&mountingplace=free&usehorizon=1
0 | 60 | 9 | 146.05 | 4.87 | https://re.jrc.ec.europa.eu/api/v5_3/PVcalc?lat=30.0444&lon=31.2357&peakpower=1&loss=14&angle=0&aspect=-120&outputformat=json&raddatabase=PVGIS-SARAH3&pvtechchoice=crystSi&mountingplace=free&usehorizon=1
0 | 60 | 10 | 122.34 | 3.95 | https://re.jrc.ec.europa.eu/api/v5_3/PVcalc?lat=30.0444&lon=31.2357&peakpower=1&loss=14&angle=0&aspect=-120&outputformat=json&raddatabase=PVGIS-SARAH3&pvtechchoice=crystSi&mountingplace=free&usehorizon=1
0 | 60 | 11 | 94.5 | 3.15 | https://re.jrc.ec.europa.eu/api/v5_3/PVcalc?lat=30.0444&lon=31.2357&peakpower=1&loss=14&angle=0&aspect=-120&outputformat=json&raddatabase=PVGIS-SARAH3&pvtechchoice=crystSi&mountingplace=free&usehorizon=1
0 | 60 | 12 | 83.98 | 2.71 | https://re.jrc.ec.europa.eu/api/v5_3/PVcalc?lat=30.0444&lon=31.2357&peakpower=1&loss=14&angle=0&aspect=-120&outputformat=json&raddatabase=PVGIS-SARAH3&pvtechchoice=crystSi&mountingplace=free&usehorizon=1
0 | 75 | 1 | 88.85 | 2.87 | https://re.jrc.ec.europa.eu/api/v5_3/PVcalc?lat=30.0444&lon=31.2357&peakpower=1&loss=14&angle=0&aspect=-105&outputformat=json&raddatabase=PVGIS-SARAH3&pvtechchoice=crystSi&mountingplace=free&usehorizon=1
0 | 75 | 2 | 98.94 | 3.53 | https://re.jrc.ec.europa.eu/api/v5_3/PVcalc?lat=30.0444&lon=31.2357&peakpower=1&loss=14&angle=0&aspect=-105&outputformat=json&raddatabase=PVGIS-SARAH3&pvtechchoice=crystSi&mountingplace=free&usehorizon=1
0 | 75 | 3 | 139.85 | 4.51 | https://re.jrc.ec.europa.eu/api/v5_3/PVcalc?lat=30.0444&lon=31.2357&peakpower=1&loss=14&angle=0&aspect=-105&outputformat=json&raddatabase=PVGIS-SARAH3&pvtechchoice=crystSi&mountingplace=free&usehorizon=1
0 | 75 | 4 | 158.15 | 5.27 | https://re.jrc.ec.europa.eu/api/v5_3/PVcalc?lat=30.0444&lon=31.2357&peakpower=1&loss=14&angle=0&aspect=-105&outputformat=json&raddatabase=PVGIS-SARAH3&pvtechchoice=crystSi&mountingplace=free&usehorizon=1
0 | 75 | 5 | 176.18 | 5.68 | https://re.jrc.ec.europa.eu/api/v5_3/PVcalc?lat=30.0444&lon=31.2357&peakpower=1&loss=14&angle=0&aspect=-105&outputformat=json&raddatabase=PVGIS-SARAH3&pvtechchoice=crystSi&mountingplace=free&usehorizon=1
0 | 75 | 6 | 181.03 | 6.03 | https://re.jrc.ec.europa.eu/api/v5_3/PVcalc?lat=30.0444&lon=31.2357&peakpower=1&loss=14&angle=0&aspect=-105&outputformat=json&raddatabase=PVGIS-SARAH3&pvtechchoice=crystSi&mountingplace=free&usehorizon=1
0 | 75 | 7 | 183.54 | 5.92 | https://re.jrc.ec.europa.eu/api/v5_3/PVcalc?lat=30.0444&lon=31.2357&peakpower=1&loss=14&angle=0&aspect=-105&outputformat=json&raddatabase=PVGIS-SARAH3&pvtechchoice=crystSi&mountingplace=free&usehorizon=1
0 | 75 | 8 | 170.73 | 5.51 | https://re.jrc.ec.europa.eu/api/v5_3/PVcalc?lat=30.0444&lon=31.2357&peakpower=1&loss=14&angle=0&aspect=-105&outputformat=json&raddatabase=PVGIS-SARAH3&pvtechchoice=crystSi&mountingplace=free&usehorizon=1
0 | 75 | 9 | 146.05 | 4.87 | https://re.jrc.ec.europa.eu/api/v5_3/PVcalc?lat=30.0444&lon=31.2357&peakpower=1&loss=14&angle=0&aspect=-105&outputformat=json&raddatabase=PVGIS-SARAH3&pvtechchoice=crystSi&mountingplace=free&usehorizon=1
0 | 75 | 10 | 122.34 | 3.95 | https://re.jrc.ec.europa.eu/api/v5_3/PVcalc?lat=30.0444&lon=31.2357&peakpower=1&loss=14&angle=0&aspect=-105&outputformat=json&raddatabase=PVGIS-SARAH3&pvtechchoice=crystSi&mountingplace=free&usehorizon=1
0 | 75 | 11 | 94.5 | 3.15 | https://re.jrc.ec.europa.eu/api/v5_3/PVcalc?lat=30.0444&lon=31.2357&peakpower=1&loss=14&angle=0&aspect=-105&outputformat=json&raddatabase=PVGIS-SARAH3&pvtechchoice=crystSi&mountingplace=free&usehorizon=1
0 | 75 | 12 | 83.98 | 2.71 | https://re.jrc.ec.europa.eu/api/v5_3/PVcalc?lat=30.0444&lon=31.2357&peakpower=1&loss=14&angle=0&aspect=-105&outputformat=json&raddatabase=PVGIS-SARAH3&pvtechchoice=crystSi&mountingplace=free&usehorizon=1
0 | 90 | 1 | 88.85 | 2.87 | https://re.jrc.ec.europa.eu/api/v5_3/PVcalc?lat=30.0444&lon=31.2357&peakpower=1&loss=14&angle=0&aspect=-90&outputformat=json&raddatabase=PVGIS-SARAH3&pvtechchoice=crystSi&mountingplace=free&usehorizon=1
0 | 90 | 2 | 98.94 | 3.53 | https://re.jrc.ec.europa.eu/api/v5_3/PVcalc?lat=30.0444&lon=31.2357&peakpower=1&loss=14&angle=0&aspect=-90&outputformat=json&raddatabase=PVGIS-SARAH3&pvtechchoice=crystSi&mountingplace=free&usehorizon=1
0 | 90 | 3 | 139.85 | 4.51 | https://re.jrc.ec.europa.eu/api/v5_3/PVcalc?lat=30.0444&lon=31.2357&peakpower=1&loss=14&angle=0&aspect=-90&outputformat=json&raddatabase=PVGIS-SARAH3&pvtechchoice=crystSi&mountingplace=free&usehorizon=1
0 | 90 | 4 | 158.15 | 5.27 | https://re.jrc.ec.europa.eu/api/v5_3/PVcalc?lat=30.0444&lon=31.2357&peakpower=1&loss=14&angle=0&aspect=-90&outputformat=json&raddatabase=PVGIS-SARAH3&pvtechchoice=crystSi&mountingplace=free&usehorizon=1
0 | 90 | 5 | 176.18 | 5.68 | https://re.jrc.ec.europa.eu/api/v5_3/PVcalc?lat=30.0444&lon=31.2357&peakpower=1&loss=14&angle=0&aspect=-90&outputformat=json&raddatabase=PVGIS-SARAH3&pvtechchoice=crystSi&mountingplace=free&usehorizon=1
0 | 90 | 6 | 181.03 | 6.03 | https://re.jrc.ec.europa.eu/api/v5_3/PVcalc?lat=30.0444&lon=31.2357&peakpower=1&loss=14&angle=0&aspect=-90&outputformat=json&raddatabase=PVGIS-SARAH3&pvtechchoice=crystSi&mountingplace=free&usehorizon=1
0 | 90 | 7 | 183.54 | 5.92 | https://re.jrc.ec.europa.eu/api/v5_3/PVcalc?lat=30.0444&lon=31.2357&peakpower=1&loss=14&angle=0&aspect=-90&outputformat=json&raddatabase=PVGIS-SARAH3&pvtechchoice=crystSi&mountingplace=free&usehorizon=1
0 | 90 | 8 | 170.73 | 5.51 | https://re.jrc.ec.europa.eu/api/v5_3/PVcalc?lat=30.0444&lon=31.2357&peakpower=1&loss=14&angle=0&aspect=-90&outputformat=json&raddatabase=PVGIS-SARAH3&pvtechchoice=crystSi&mountingplace=free&usehorizon=1
0 | 90 | 9 | 146.05 | 4.87 | https://re.jrc.ec.europa.eu/api/v5_3/PVcalc?lat=30.0444&lon=31.2357&peakpower=1&loss=14&angle=0&aspect=-90&outputformat=json&raddatabase=PVGIS-SARAH3&pvtechchoice=crystSi&mountingplace=free&usehorizon=1
0 | 90 | 10 | 122.34 | 3.95 | https://re.jrc.ec.europa.eu/api/v5_3/PVcalc?lat=30.0444&lon=31.2357&peakpower=1&loss=14&angle=0&aspect=-90&outputformat=json&raddatabase=PVGIS-SARAH3&pvtechchoice=crystSi&mountingplace=free&usehorizon=1
0 | 90 | 11 | 94.5 | 3.15 | https://re.jrc.ec.europa.eu/api/v5_3/PVcalc?lat=30.0444&lon=31.2357&peakpower=1&loss=14&angle=0&aspect=-90&outputformat=json&raddatabase=PVGIS-SARAH3&pvtechchoice=crystSi&mountingplace=free&usehorizon=1
0 | 90 | 12 | 83.99 | 2.71 | https://re.jrc.ec.europa.eu/api/v5_3/PVcalc?lat=30.0444&lon=31.2357&peakpower=1&loss=14&angle=0&aspect=-90&outputformat=json&raddatabase=PVGIS-SARAH3&pvtechchoice=crystSi&mountingplace=free&usehorizon=1
0 | 105 | 1 | 88.85 | 2.87 | https://re.jrc.ec.europa.eu/api/v5_3/PVcalc?lat=30.0444&lon=31.2357&peakpower=1&loss=14&angle=0&aspect=-75&outputformat=json&raddatabase=PVGIS-SARAH3&pvtechchoice=crystSi&mountingplace=free&usehorizon=1
0 | 105 | 2 | 98.95 | 3.53 | https://re.jrc.ec.europa.eu/api/v5_3/PVcalc?lat=30.0444&lon=31.2357&peakpower=1&loss=14&angle=0&aspect=-75&outputformat=json&raddatabase=PVGIS-SARAH3&pvtechchoice=crystSi&mountingplace=free&usehorizon=1
0 | 105 | 3 | 139.85 | 4.51 | https://re.jrc.ec.europa.eu/api/v5_3/PVcalc?lat=30.0444&lon=31.2357&peakpower=1&loss=14&angle=0&aspect=-75&outputformat=json&raddatabase=PVGIS-SARAH3&pvtechchoice=crystSi&mountingplace=free&usehorizon=1
0 | 105 | 4 | 158.15 | 5.27 | https://re.jrc.ec.europa.eu/api/v5_3/PVcalc?lat=30.0444&lon=31.2357&peakpower=1&loss=14&angle=0&aspect=-75&outputformat=json&raddatabase=PVGIS-SARAH3&pvtechchoice=crystSi&mountingplace=free&usehorizon=1
0 | 105 | 5 | 176.18 | 5.68 | https://re.jrc.ec.europa.eu/api/v5_3/PVcalc?lat=30.0444&lon=31.2357&peakpower=1&loss=14&angle=0&aspect=-75&outputformat=json&raddatabase=PVGIS-SARAH3&pvtechchoice=crystSi&mountingplace=free&usehorizon=1
0 | 105 | 6 | 181.03 | 6.03 | https://re.jrc.ec.europa.eu/api/v5_3/PVcalc?lat=30.0444&lon=31.2357&peakpower=1&loss=14&angle=0&aspect=-75&outputformat=json&raddatabase=PVGIS-SARAH3&pvtechchoice=crystSi&mountingplace=free&usehorizon=1
0 | 105 | 7 | 183.54 | 5.92 | https://re.jrc.ec.europa.eu/api/v5_3/PVcalc?lat=30.0444&lon=31.2357&peakpower=1&loss=14&angle=0&aspect=-75&outputformat=json&raddatabase=PVGIS-SARAH3&pvtechchoice=crystSi&mountingplace=free&usehorizon=1
0 | 105 | 8 | 170.73 | 5.51 | https://re.jrc.ec.europa.eu/api/v5_3/PVcalc?lat=30.0444&lon=31.2357&peakpower=1&loss=14&angle=0&aspect=-75&outputformat=json&raddatabase=PVGIS-SARAH3&pvtechchoice=crystSi&mountingplace=free&usehorizon=1
0 | 105 | 9 | 146.05 | 4.87 | https://re.jrc.ec.europa.eu/api/v5_3/PVcalc?lat=30.0444&lon=31.2357&peakpower=1&loss=14&angle=0&aspect=-75&outputformat=json&raddatabase=PVGIS-SARAH3&pvtechchoice=crystSi&mountingplace=free&usehorizon=1
0 | 105 | 10 | 122.34 | 3.95 | https://re.jrc.ec.europa.eu/api/v5_3/PVcalc?lat=30.0444&lon=31.2357&peakpower=1&loss=14&angle=0&aspect=-75&outputformat=json&raddatabase=PVGIS-SARAH3&pvtechchoice=crystSi&mountingplace=free&usehorizon=1
0 | 105 | 11 | 94.5 | 3.15 | https://re.jrc.ec.europa.eu/api/v5_3/PVcalc?lat=30.0444&lon=31.2357&peakpower=1&loss=14&angle=0&aspect=-75&outputformat=json&raddatabase=PVGIS-SARAH3&pvtechchoice=crystSi&mountingplace=free&usehorizon=1
0 | 105 | 12 | 83.99 | 2.71 | https://re.jrc.ec.europa.eu/api/v5_3/PVcalc?lat=30.0444&lon=31.2357&peakpower=1&loss=14&angle=0&aspect=-75&outputformat=json&raddatabase=PVGIS-SARAH3&pvtechchoice=crystSi&mountingplace=free&usehorizon=1
0 | 120 | 1 | 88.85 | 2.87 | https://re.jrc.ec.europa.eu/api/v5_3/PVcalc?lat=30.0444&lon=31.2357&peakpower=1&loss=14&angle=0&aspect=-60&outputformat=json&raddatabase=PVGIS-SARAH3&pvtechchoice=crystSi&mountingplace=free&usehorizon=1
0 | 120 | 2 | 98.95 | 3.53 | https://re.jrc.ec.europa.eu/api/v5_3/PVcalc?lat=30.0444&lon=31.2357&peakpower=1&loss=14&angle=0&aspect=-60&outputformat=json&raddatabase=PVGIS-SARAH3&pvtechchoice=crystSi&mountingplace=free&usehorizon=1
0 | 120 | 3 | 139.85 | 4.51 | https://re.jrc.ec.europa.eu/api/v5_3/PVcalc?lat=30.0444&lon=31.2357&peakpower=1&loss=14&angle=0&aspect=-60&outputformat=json&raddatabase=PVGIS-SARAH3&pvtechchoice=crystSi&mountingplace=free&usehorizon=1
0 | 120 | 4 | 158.15 | 5.27 | https://re.jrc.ec.europa.eu/api/v5_3/PVcalc?lat=30.0444&lon=31.2357&peakpower=1&loss=14&angle=0&aspect=-60&outputformat=json&raddatabase=PVGIS-SARAH3&pvtechchoice=crystSi&mountingplace=free&usehorizon=1
0 | 120 | 5 | 176.18 | 5.68 | https://re.jrc.ec.europa.eu/api/v5_3/PVcalc?lat=30.0444&lon=31.2357&peakpower=1&loss=14&angle=0&aspect=-60&outputformat=json&raddatabase=PVGIS-SARAH3&pvtechchoice=crystSi&mountingplace=free&usehorizon=1
0 | 120 | 6 | 181.03 | 6.03 | https://re.jrc.ec.europa.eu/api/v5_3/PVcalc?lat=30.0444&lon=31.2357&peakpower=1&loss=14&angle=0&aspect=-60&outputformat=json&raddatabase=PVGIS-SARAH3&pvtechchoice=crystSi&mountingplace=free&usehorizon=1
0 | 120 | 7 | 183.54 | 5.92 | https://re.jrc.ec.europa.eu/api/v5_3/PVcalc?lat=30.0444&lon=31.2357&peakpower=1&loss=14&angle=0&aspect=-60&outputformat=json&raddatabase=PVGIS-SARAH3&pvtechchoice=crystSi&mountingplace=free&usehorizon=1
0 | 120 | 8 | 170.74 | 5.51 | https://re.jrc.ec.europa.eu/api/v5_3/PVcalc?lat=30.0444&lon=31.2357&peakpower=1&loss=14&angle=0&aspect=-60&outputformat=json&raddatabase=PVGIS-SARAH3&pvtechchoice=crystSi&mountingplace=free&usehorizon=1
0 | 120 | 9 | 146.06 | 4.87 | https://re.jrc.ec.europa.eu/api/v5_3/PVcalc?lat=30.0444&lon=31.2357&peakpower=1&loss=14&angle=0&aspect=-60&outputformat=json&raddatabase=PVGIS-SARAH3&pvtechchoice=crystSi&mountingplace=free&usehorizon=1
0 | 120 | 10 | 122.34 | 3.95 | https://re.jrc.ec.europa.eu/api/v5_3/PVcalc?lat=30.0444&lon=31.2357&peakpower=1&loss=14&angle=0&aspect=-60&outputformat=json&raddatabase=PVGIS-SARAH3&pvtechchoice=crystSi&mountingplace=free&usehorizon=1
0 | 120 | 11 | 94.5 | 3.15 | https://re.jrc.ec.europa.eu/api/v5_3/PVcalc?lat=30.0444&lon=31.2357&peakpower=1&loss=14&angle=0&aspect=-60&outputformat=json&raddatabase=PVGIS-SARAH3&pvtechchoice=crystSi&mountingplace=free&usehorizon=1
0 | 120 | 12 | 83.99 | 2.71 | https://re.jrc.ec.europa.eu/api/v5_3/PVcalc?lat=30.0444&lon=31.2357&peakpower=1&loss=14&angle=0&aspect=-60&outputformat=json&raddatabase=PVGIS-SARAH3&pvtechchoice=crystSi&mountingplace=free&usehorizon=1
0 | 135 | 1 | 88.85 | 2.87 | https://re.jrc.ec.europa.eu/api/v5_3/PVcalc?lat=30.0444&lon=31.2357&peakpower=1&loss=14&angle=0&aspect=-45&outputformat=json&raddatabase=PVGIS-SARAH3&pvtechchoice=crystSi&mountingplace=free&usehorizon=1
0 | 135 | 2 | 98.95 | 3.53 | https://re.jrc.ec.europa.eu/api/v5_3/PVcalc?lat=30.0444&lon=31.2357&peakpower=1&loss=14&angle=0&aspect=-45&outputformat=json&raddatabase=PVGIS-SARAH3&pvtechchoice=crystSi&mountingplace=free&usehorizon=1
0 | 135 | 3 | 139.85 | 4.51 | https://re.jrc.ec.europa.eu/api/v5_3/PVcalc?lat=30.0444&lon=31.2357&peakpower=1&loss=14&angle=0&aspect=-45&outputformat=json&raddatabase=PVGIS-SARAH3&pvtechchoice=crystSi&mountingplace=free&usehorizon=1
0 | 135 | 4 | 158.15 | 5.27 | https://re.jrc.ec.europa.eu/api/v5_3/PVcalc?lat=30.0444&lon=31.2357&peakpower=1&loss=14&angle=0&aspect=-45&outputformat=json&raddatabase=PVGIS-SARAH3&pvtechchoice=crystSi&mountingplace=free&usehorizon=1
0 | 135 | 5 | 176.18 | 5.68 | https://re.jrc.ec.europa.eu/api/v5_3/PVcalc?lat=30.0444&lon=31.2357&peakpower=1&loss=14&angle=0&aspect=-45&outputformat=json&raddatabase=PVGIS-SARAH3&pvtechchoice=crystSi&mountingplace=free&usehorizon=1
0 | 135 | 6 | 181.03 | 6.03 | https://re.jrc.ec.europa.eu/api/v5_3/PVcalc?lat=30.0444&lon=31.2357&peakpower=1&loss=14&angle=0&aspect=-45&outputformat=json&raddatabase=PVGIS-SARAH3&pvtechchoice=crystSi&mountingplace=free&usehorizon=1
0 | 135 | 7 | 183.54 | 5.92 | https://re.jrc.ec.europa.eu/api/v5_3/PVcalc?lat=30.0444&lon=31.2357&peakpower=1&loss=14&angle=0&aspect=-45&outputformat=json&raddatabase=PVGIS-SARAH3&pvtechchoice=crystSi&mountingplace=free&usehorizon=1
0 | 135 | 8 | 170.74 | 5.51 | https://re.jrc.ec.europa.eu/api/v5_3/PVcalc?lat=30.0444&lon=31.2357&peakpower=1&loss=14&angle=0&aspect=-45&outputformat=json&raddatabase=PVGIS-SARAH3&pvtechchoice=crystSi&mountingplace=free&usehorizon=1
0 | 135 | 9 | 146.06 | 4.87 | https://re.jrc.ec.europa.eu/api/v5_3/PVcalc?lat=30.0444&lon=31.2357&peakpower=1&loss=14&angle=0&aspect=-45&outputformat=json&raddatabase=PVGIS-SARAH3&pvtechchoice=crystSi&mountingplace=free&usehorizon=1
0 | 135 | 10 | 122.34 | 3.95 | https://re.jrc.ec.europa.eu/api/v5_3/PVcalc?lat=30.0444&lon=31.2357&peakpower=1&loss=14&angle=0&aspect=-45&outputformat=json&raddatabase=PVGIS-SARAH3&pvtechchoice=crystSi&mountingplace=free&usehorizon=1
0 | 135 | 11 | 94.5 | 3.15 | https://re.jrc.ec.europa.eu/api/v5_3/PVcalc?lat=30.0444&lon=31.2357&peakpower=1&loss=14&angle=0&aspect=-45&outputformat=json&raddatabase=PVGIS-SARAH3&pvtechchoice=crystSi&mountingplace=free&usehorizon=1
0 | 135 | 12 | 83.99 | 2.71 | https://re.jrc.ec.europa.eu/api/v5_3/PVcalc?lat=30.0444&lon=31.2357&peakpower=1&loss=14&angle=0&aspect=-45&outputformat=json&raddatabase=PVGIS-SARAH3&pvtechchoice=crystSi&mountingplace=free&usehorizon=1
0 | 150 | 1 | 88.85 | 2.87 | https://re.jrc.ec.europa.eu/api/v5_3/PVcalc?lat=30.0444&lon=31.2357&peakpower=1&loss=14&angle=0&aspect=-30&outputformat=json&raddatabase=PVGIS-SARAH3&pvtechchoice=crystSi&mountingplace=free&usehorizon=1
0 | 150 | 2 | 98.95 | 3.53 | https://re.jrc.ec.europa.eu/api/v5_3/PVcalc?lat=30.0444&lon=31.2357&peakpower=1&loss=14&angle=0&aspect=-30&outputformat=json&raddatabase=PVGIS-SARAH3&pvtechchoice=crystSi&mountingplace=free&usehorizon=1
0 | 150 | 3 | 139.85 | 4.51 | https://re.jrc.ec.europa.eu/api/v5_3/PVcalc?lat=30.0444&lon=31.2357&peakpower=1&loss=14&angle=0&aspect=-30&outputformat=json&raddatabase=PVGIS-SARAH3&pvtechchoice=crystSi&mountingplace=free&usehorizon=1
0 | 150 | 4 | 158.15 | 5.27 | https://re.jrc.ec.europa.eu/api/v5_3/PVcalc?lat=30.0444&lon=31.2357&peakpower=1&loss=14&angle=0&aspect=-30&outputformat=json&raddatabase=PVGIS-SARAH3&pvtechchoice=crystSi&mountingplace=free&usehorizon=1
0 | 150 | 5 | 176.18 | 5.68 | https://re.jrc.ec.europa.eu/api/v5_3/PVcalc?lat=30.0444&lon=31.2357&peakpower=1&loss=14&angle=0&aspect=-30&outputformat=json&raddatabase=PVGIS-SARAH3&pvtechchoice=crystSi&mountingplace=free&usehorizon=1
0 | 150 | 6 | 181.03 | 6.03 | https://re.jrc.ec.europa.eu/api/v5_3/PVcalc?lat=30.0444&lon=31.2357&peakpower=1&loss=14&angle=0&aspect=-30&outputformat=json&raddatabase=PVGIS-SARAH3&pvtechchoice=crystSi&mountingplace=free&usehorizon=1
0 | 150 | 7 | 183.54 | 5.92 | https://re.jrc.ec.europa.eu/api/v5_3/PVcalc?lat=30.0444&lon=31.2357&peakpower=1&loss=14&angle=0&aspect=-30&outputformat=json&raddatabase=PVGIS-SARAH3&pvtechchoice=crystSi&mountingplace=free&usehorizon=1
0 | 150 | 8 | 170.74 | 5.51 | https://re.jrc.ec.europa.eu/api/v5_3/PVcalc?lat=30.0444&lon=31.2357&peakpower=1&loss=14&angle=0&aspect=-30&outputformat=json&raddatabase=PVGIS-SARAH3&pvtechchoice=crystSi&mountingplace=free&usehorizon=1
0 | 150 | 9 | 146.06 | 4.87 | https://re.jrc.ec.europa.eu/api/v5_3/PVcalc?lat=30.0444&lon=31.2357&peakpower=1&loss=14&angle=0&aspect=-30&outputformat=json&raddatabase=PVGIS-SARAH3&pvtechchoice=crystSi&mountingplace=free&usehorizon=1
0 | 150 | 10 | 122.34 | 3.95 | https://re.jrc.ec.europa.eu/api/v5_3/PVcalc?lat=30.0444&lon=31.2357&peakpower=1&loss=14&angle=0&aspect=-30&outputformat=json&raddatabase=PVGIS-SARAH3&pvtechchoice=crystSi&mountingplace=free&usehorizon=1
0 | 150 | 11 | 94.5 | 3.15 | https://re.jrc.ec.europa.eu/api/v5_3/PVcalc?lat=30.0444&lon=31.2357&peakpower=1&loss=14&angle=0&aspect=-30&outputformat=json&raddatabase=PVGIS-SARAH3&pvtechchoice=crystSi&mountingplace=free&usehorizon=1
0 | 150 | 12 | 83.99 | 2.71 | https://re.jrc.ec.europa.eu/api/v5_3/PVcalc?lat=30.0444&lon=31.2357&peakpower=1&loss=14&angle=0&aspect=-30&outputformat=json&raddatabase=PVGIS-SARAH3&pvtechchoice=crystSi&mountingplace=free&usehorizon=1
0 | 165 | 1 | 88.85 | 2.87 | https://re.jrc.ec.europa.eu/api/v5_3/PVcalc?lat=30.0444&lon=31.2357&peakpower=1&loss=14&angle=0&aspect=-15&outputformat=json&raddatabase=PVGIS-SARAH3&pvtechchoice=crystSi&mountingplace=free&usehorizon=1
0 | 165 | 2 | 98.95 | 3.53 | https://re.jrc.ec.europa.eu/api/v5_3/PVcalc?lat=30.0444&lon=31.2357&peakpower=1&loss=14&angle=0&aspect=-15&outputformat=json&raddatabase=PVGIS-SARAH3&pvtechchoice=crystSi&mountingplace=free&usehorizon=1
0 | 165 | 3 | 139.85 | 4.51 | https://re.jrc.ec.europa.eu/api/v5_3/PVcalc?lat=30.0444&lon=31.2357&peakpower=1&loss=14&angle=0&aspect=-15&outputformat=json&raddatabase=PVGIS-SARAH3&pvtechchoice=crystSi&mountingplace=free&usehorizon=1
0 | 165 | 4 | 158.15 | 5.27 | https://re.jrc.ec.europa.eu/api/v5_3/PVcalc?lat=30.0444&lon=31.2357&peakpower=1&loss=14&angle=0&aspect=-15&outputformat=json&raddatabase=PVGIS-SARAH3&pvtechchoice=crystSi&mountingplace=free&usehorizon=1
0 | 165 | 5 | 176.18 | 5.68 | https://re.jrc.ec.europa.eu/api/v5_3/PVcalc?lat=30.0444&lon=31.2357&peakpower=1&loss=14&angle=0&aspect=-15&outputformat=json&raddatabase=PVGIS-SARAH3&pvtechchoice=crystSi&mountingplace=free&usehorizon=1
0 | 165 | 6 | 181.03 | 6.03 | https://re.jrc.ec.europa.eu/api/v5_3/PVcalc?lat=30.0444&lon=31.2357&peakpower=1&loss=14&angle=0&aspect=-15&outputformat=json&raddatabase=PVGIS-SARAH3&pvtechchoice=crystSi&mountingplace=free&usehorizon=1
0 | 165 | 7 | 183.54 | 5.92 | https://re.jrc.ec.europa.eu/api/v5_3/PVcalc?lat=30.0444&lon=31.2357&peakpower=1&loss=14&angle=0&aspect=-15&outputformat=json&raddatabase=PVGIS-SARAH3&pvtechchoice=crystSi&mountingplace=free&usehorizon=1
0 | 165 | 8 | 170.74 | 5.51 | https://re.jrc.ec.europa.eu/api/v5_3/PVcalc?lat=30.0444&lon=31.2357&peakpower=1&loss=14&angle=0&aspect=-15&outputformat=json&raddatabase=PVGIS-SARAH3&pvtechchoice=crystSi&mountingplace=free&usehorizon=1
0 | 165 | 9 | 146.06 | 4.87 | https://re.jrc.ec.europa.eu/api/v5_3/PVcalc?lat=30.0444&lon=31.2357&peakpower=1&loss=14&angle=0&aspect=-15&outputformat=json&raddatabase=PVGIS-SARAH3&pvtechchoice=crystSi&mountingplace=free&usehorizon=1
0 | 165 | 10 | 122.34 | 3.95 | https://re.jrc.ec.europa.eu/api/v5_3/PVcalc?lat=30.0444&lon=31.2357&peakpower=1&loss=14&angle=0&aspect=-15&outputformat=json&raddatabase=PVGIS-SARAH3&pvtechchoice=crystSi&mountingplace=free&usehorizon=1
0 | 165 | 11 | 94.5 | 3.15 | https://re.jrc.ec.europa.eu/api/v5_3/PVcalc?lat=30.0444&lon=31.2357&peakpower=1&loss=14&angle=0&aspect=-15&outputformat=json&raddatabase=PVGIS-SARAH3&pvtechchoice=crystSi&mountingplace=free&usehorizon=1
0 | 165 | 12 | 83.99 | 2.71 | https://re.jrc.ec.europa.eu/api/v5_3/PVcalc?lat=30.0444&lon=31.2357&peakpower=1&loss=14&angle=0&aspect=-15&outputformat=json&raddatabase=PVGIS-SARAH3&pvtechchoice=crystSi&mountingplace=free&usehorizon=1
0 | 180 | 1 | 88.85 | 2.87 | https://re.jrc.ec.europa.eu/api/v5_3/PVcalc?lat=30.0444&lon=31.2357&peakpower=1&loss=14&angle=0&aspect=0&outputformat=json&raddatabase=PVGIS-SARAH3&pvtechchoice=crystSi&mountingplace=free&usehorizon=1
0 | 180 | 2 | 98.95 | 3.53 | https://re.jrc.ec.europa.eu/api/v5_3/PVcalc?lat=30.0444&lon=31.2357&peakpower=1&loss=14&angle=0&aspect=0&outputformat=json&raddatabase=PVGIS-SARAH3&pvtechchoice=crystSi&mountingplace=free&usehorizon=1
0 | 180 | 3 | 139.85 | 4.51 | https://re.jrc.ec.europa.eu/api/v5_3/PVcalc?lat=30.0444&lon=31.2357&peakpower=1&loss=14&angle=0&aspect=0&outputformat=json&raddatabase=PVGIS-SARAH3&pvtechchoice=crystSi&mountingplace=free&usehorizon=1
0 | 180 | 4 | 158.15 | 5.27 | https://re.jrc.ec.europa.eu/api/v5_3/PVcalc?lat=30.0444&lon=31.2357&peakpower=1&loss=14&angle=0&aspect=0&outputformat=json&raddatabase=PVGIS-SARAH3&pvtechchoice=crystSi&mountingplace=free&usehorizon=1
0 | 180 | 5 | 176.18 | 5.68 | https://re.jrc.ec.europa.eu/api/v5_3/PVcalc?lat=30.0444&lon=31.2357&peakpower=1&loss=14&angle=0&aspect=0&outputformat=json&raddatabase=PVGIS-SARAH3&pvtechchoice=crystSi&mountingplace=free&usehorizon=1
0 | 180 | 6 | 181.03 | 6.03 | https://re.jrc.ec.europa.eu/api/v5_3/PVcalc?lat=30.0444&lon=31.2357&peakpower=1&loss=14&angle=0&aspect=0&outputformat=json&raddatabase=PVGIS-SARAH3&pvtechchoice=crystSi&mountingplace=free&usehorizon=1
0 | 180 | 7 | 183.54 | 5.92 | https://re.jrc.ec.europa.eu/api/v5_3/PVcalc?lat=30.0444&lon=31.2357&peakpower=1&loss=14&angle=0&aspect=0&outputformat=json&raddatabase=PVGIS-SARAH3&pvtechchoice=crystSi&mountingplace=free&usehorizon=1
0 | 180 | 8 | 170.74 | 5.51 | https://re.jrc.ec.europa.eu/api/v5_3/PVcalc?lat=30.0444&lon=31.2357&peakpower=1&loss=14&angle=0&aspect=0&outputformat=json&raddatabase=PVGIS-SARAH3&pvtechchoice=crystSi&mountingplace=free&usehorizon=1
0 | 180 | 9 | 146.06 | 4.87 | https://re.jrc.ec.europa.eu/api/v5_3/PVcalc?lat=30.0444&lon=31.2357&peakpower=1&loss=14&angle=0&aspect=0&outputformat=json&raddatabase=PVGIS-SARAH3&pvtechchoice=crystSi&mountingplace=free&usehorizon=1
0 | 180 | 10 | 122.34 | 3.95 | https://re.jrc.ec.europa.eu/api/v5_3/PVcalc?lat=30.0444&lon=31.2357&peakpower=1&loss=14&angle=0&aspect=0&outputformat=json&raddatabase=PVGIS-SARAH3&pvtechchoice=crystSi&mountingplace=free&usehorizon=1
0 | 180 | 11 | 94.5 | 3.15 | https://re.jrc.ec.europa.eu/api/v5_3/PVcalc?lat=30.0444&lon=31.2357&peakpower=1&loss=14&angle=0&aspect=0&outputformat=json&raddatabase=PVGIS-SARAH3&pvtechchoice=crystSi&mountingplace=free&usehorizon=1
0 | 180 | 12 | 83.99 | 2.71 | https://re.jrc.ec.europa.eu/api/v5_3/PVcalc?lat=30.0444&lon=31.2357&peakpower=1&loss=14&angle=0&aspect=0&outputformat=json&raddatabase=PVGIS-SARAH3&pvtechchoice=crystSi&mountingplace=free&usehorizon=1
0 | 195 | 1 | 88.85 | 2.87 | https://re.jrc.ec.europa.eu/api/v5_3/PVcalc?lat=30.0444&lon=31.2357&peakpower=1&loss=14&angle=0&aspect=15&outputformat=json&raddatabase=PVGIS-SARAH3&pvtechchoice=crystSi&mountingplace=free&usehorizon=1
0 | 195 | 2 | 98.95 | 3.53 | https://re.jrc.ec.europa.eu/api/v5_3/PVcalc?lat=30.0444&lon=31.2357&peakpower=1&loss=14&angle=0&aspect=15&outputformat=json&raddatabase=PVGIS-SARAH3&pvtechchoice=crystSi&mountingplace=free&usehorizon=1
0 | 195 | 3 | 139.85 | 4.51 | https://re.jrc.ec.europa.eu/api/v5_3/PVcalc?lat=30.0444&lon=31.2357&peakpower=1&loss=14&angle=0&aspect=15&outputformat=json&raddatabase=PVGIS-SARAH3&pvtechchoice=crystSi&mountingplace=free&usehorizon=1
0 | 195 | 4 | 158.15 | 5.27 | https://re.jrc.ec.europa.eu/api/v5_3/PVcalc?lat=30.0444&lon=31.2357&peakpower=1&loss=14&angle=0&aspect=15&outputformat=json&raddatabase=PVGIS-SARAH3&pvtechchoice=crystSi&mountingplace=free&usehorizon=1
0 | 195 | 5 | 176.18 | 5.68 | https://re.jrc.ec.europa.eu/api/v5_3/PVcalc?lat=30.0444&lon=31.2357&peakpower=1&loss=14&angle=0&aspect=15&outputformat=json&raddatabase=PVGIS-SARAH3&pvtechchoice=crystSi&mountingplace=free&usehorizon=1
0 | 195 | 6 | 181.03 | 6.03 | https://re.jrc.ec.europa.eu/api/v5_3/PVcalc?lat=30.0444&lon=31.2357&peakpower=1&loss=14&angle=0&aspect=15&outputformat=json&raddatabase=PVGIS-SARAH3&pvtechchoice=crystSi&mountingplace=free&usehorizon=1
0 | 195 | 7 | 183.54 | 5.92 | https://re.jrc.ec.europa.eu/api/v5_3/PVcalc?lat=30.0444&lon=31.2357&peakpower=1&loss=14&angle=0&aspect=15&outputformat=json&raddatabase=PVGIS-SARAH3&pvtechchoice=crystSi&mountingplace=free&usehorizon=1
0 | 195 | 8 | 170.74 | 5.51 | https://re.jrc.ec.europa.eu/api/v5_3/PVcalc?lat=30.0444&lon=31.2357&peakpower=1&loss=14&angle=0&aspect=15&outputformat=json&raddatabase=PVGIS-SARAH3&pvtechchoice=crystSi&mountingplace=free&usehorizon=1
0 | 195 | 9 | 146.06 | 4.87 | https://re.jrc.ec.europa.eu/api/v5_3/PVcalc?lat=30.0444&lon=31.2357&peakpower=1&loss=14&angle=0&aspect=15&outputformat=json&raddatabase=PVGIS-SARAH3&pvtechchoice=crystSi&mountingplace=free&usehorizon=1
0 | 195 | 10 | 122.34 | 3.95 | https://re.jrc.ec.europa.eu/api/v5_3/PVcalc?lat=30.0444&lon=31.2357&peakpower=1&loss=14&angle=0&aspect=15&outputformat=json&raddatabase=PVGIS-SARAH3&pvtechchoice=crystSi&mountingplace=free&usehorizon=1
0 | 195 | 11 | 94.5 | 3.15 | https://re.jrc.ec.europa.eu/api/v5_3/PVcalc?lat=30.0444&lon=31.2357&peakpower=1&loss=14&angle=0&aspect=15&outputformat=json&raddatabase=PVGIS-SARAH3&pvtechchoice=crystSi&mountingplace=free&usehorizon=1
0 | 195 | 12 | 83.99 | 2.71 | https://re.jrc.ec.europa.eu/api/v5_3/PVcalc?lat=30.0444&lon=31.2357&peakpower=1&loss=14&angle=0&aspect=15&outputformat=json&raddatabase=PVGIS-SARAH3&pvtechchoice=crystSi&mountingplace=free&usehorizon=1
0 | 210 | 1 | 88.85 | 2.87 | https://re.jrc.ec.europa.eu/api/v5_3/PVcalc?lat=30.0444&lon=31.2357&peakpower=1&loss=14&angle=0&aspect=30&outputformat=json&raddatabase=PVGIS-SARAH3&pvtechchoice=crystSi&mountingplace=free&usehorizon=1
0 | 210 | 2 | 98.95 | 3.53 | https://re.jrc.ec.europa.eu/api/v5_3/PVcalc?lat=30.0444&lon=31.2357&peakpower=1&loss=14&angle=0&aspect=30&outputformat=json&raddatabase=PVGIS-SARAH3&pvtechchoice=crystSi&mountingplace=free&usehorizon=1
0 | 210 | 3 | 139.85 | 4.51 | https://re.jrc.ec.europa.eu/api/v5_3/PVcalc?lat=30.0444&lon=31.2357&peakpower=1&loss=14&angle=0&aspect=30&outputformat=json&raddatabase=PVGIS-SARAH3&pvtechchoice=crystSi&mountingplace=free&usehorizon=1
0 | 210 | 4 | 158.15 | 5.27 | https://re.jrc.ec.europa.eu/api/v5_3/PVcalc?lat=30.0444&lon=31.2357&peakpower=1&loss=14&angle=0&aspect=30&outputformat=json&raddatabase=PVGIS-SARAH3&pvtechchoice=crystSi&mountingplace=free&usehorizon=1
0 | 210 | 5 | 176.18 | 5.68 | https://re.jrc.ec.europa.eu/api/v5_3/PVcalc?lat=30.0444&lon=31.2357&peakpower=1&loss=14&angle=0&aspect=30&outputformat=json&raddatabase=PVGIS-SARAH3&pvtechchoice=crystSi&mountingplace=free&usehorizon=1
0 | 210 | 6 | 181.03 | 6.03 | https://re.jrc.ec.europa.eu/api/v5_3/PVcalc?lat=30.0444&lon=31.2357&peakpower=1&loss=14&angle=0&aspect=30&outputformat=json&raddatabase=PVGIS-SARAH3&pvtechchoice=crystSi&mountingplace=free&usehorizon=1
0 | 210 | 7 | 183.54 | 5.92 | https://re.jrc.ec.europa.eu/api/v5_3/PVcalc?lat=30.0444&lon=31.2357&peakpower=1&loss=14&angle=0&aspect=30&outputformat=json&raddatabase=PVGIS-SARAH3&pvtechchoice=crystSi&mountingplace=free&usehorizon=1
0 | 210 | 8 | 170.74 | 5.51 | https://re.jrc.ec.europa.eu/api/v5_3/PVcalc?lat=30.0444&lon=31.2357&peakpower=1&loss=14&angle=0&aspect=30&outputformat=json&raddatabase=PVGIS-SARAH3&pvtechchoice=crystSi&mountingplace=free&usehorizon=1
0 | 210 | 9 | 146.06 | 4.87 | https://re.jrc.ec.europa.eu/api/v5_3/PVcalc?lat=30.0444&lon=31.2357&peakpower=1&loss=14&angle=0&aspect=30&outputformat=json&raddatabase=PVGIS-SARAH3&pvtechchoice=crystSi&mountingplace=free&usehorizon=1
0 | 210 | 10 | 122.34 | 3.95 | https://re.jrc.ec.europa.eu/api/v5_3/PVcalc?lat=30.0444&lon=31.2357&peakpower=1&loss=14&angle=0&aspect=30&outputformat=json&raddatabase=PVGIS-SARAH3&pvtechchoice=crystSi&mountingplace=free&usehorizon=1
0 | 210 | 11 | 94.5 | 3.15 | https://re.jrc.ec.europa.eu/api/v5_3/PVcalc?lat=30.0444&lon=31.2357&peakpower=1&loss=14&angle=0&aspect=30&outputformat=json&raddatabase=PVGIS-SARAH3&pvtechchoice=crystSi&mountingplace=free&usehorizon=1
0 | 210 | 12 | 83.99 | 2.71 | https://re.jrc.ec.europa.eu/api/v5_3/PVcalc?lat=30.0444&lon=31.2357&peakpower=1&loss=14&angle=0&aspect=30&outputformat=json&raddatabase=PVGIS-SARAH3&pvtechchoice=crystSi&mountingplace=free&usehorizon=1
0 | 225 | 1 | 88.85 | 2.87 | https://re.jrc.ec.europa.eu/api/v5_3/PVcalc?lat=30.0444&lon=31.2357&peakpower=1&loss=14&angle=0&aspect=45&outputformat=json&raddatabase=PVGIS-SARAH3&pvtechchoice=crystSi&mountingplace=free&usehorizon=1
0 | 225 | 2 | 98.95 | 3.53 | https://re.jrc.ec.europa.eu/api/v5_3/PVcalc?lat=30.0444&lon=31.2357&peakpower=1&loss=14&angle=0&aspect=45&outputformat=json&raddatabase=PVGIS-SARAH3&pvtechchoice=crystSi&mountingplace=free&usehorizon=1
0 | 225 | 3 | 139.85 | 4.51 | https://re.jrc.ec.europa.eu/api/v5_3/PVcalc?lat=30.0444&lon=31.2357&peakpower=1&loss=14&angle=0&aspect=45&outputformat=json&raddatabase=PVGIS-SARAH3&pvtechchoice=crystSi&mountingplace=free&usehorizon=1
0 | 225 | 4 | 158.15 | 5.27 | https://re.jrc.ec.europa.eu/api/v5_3/PVcalc?lat=30.0444&lon=31.2357&peakpower=1&loss=14&angle=0&aspect=45&outputformat=json&raddatabase=PVGIS-SARAH3&pvtechchoice=crystSi&mountingplace=free&usehorizon=1
0 | 225 | 5 | 176.18 | 5.68 | https://re.jrc.ec.europa.eu/api/v5_3/PVcalc?lat=30.0444&lon=31.2357&peakpower=1&loss=14&angle=0&aspect=45&outputformat=json&raddatabase=PVGIS-SARAH3&pvtechchoice=crystSi&mountingplace=free&usehorizon=1
0 | 225 | 6 | 181.03 | 6.03 | https://re.jrc.ec.europa.eu/api/v5_3/PVcalc?lat=30.0444&lon=31.2357&peakpower=1&loss=14&angle=0&aspect=45&outputformat=json&raddatabase=PVGIS-SARAH3&pvtechchoice=crystSi&mountingplace=free&usehorizon=1
0 | 225 | 7 | 183.54 | 5.92 | https://re.jrc.ec.europa.eu/api/v5_3/PVcalc?lat=30.0444&lon=31.2357&peakpower=1&loss=14&angle=0&aspect=45&outputformat=json&raddatabase=PVGIS-SARAH3&pvtechchoice=crystSi&mountingplace=free&usehorizon=1
0 | 225 | 8 | 170.74 | 5.51 | https://re.jrc.ec.europa.eu/api/v5_3/PVcalc?lat=30.0444&lon=31.2357&peakpower=1&loss=14&angle=0&aspect=45&outputformat=json&raddatabase=PVGIS-SARAH3&pvtechchoice=crystSi&mountingplace=free&usehorizon=1
0 | 225 | 9 | 146.06 | 4.87 | https://re.jrc.ec.europa.eu/api/v5_3/PVcalc?lat=30.0444&lon=31.2357&peakpower=1&loss=14&angle=0&aspect=45&outputformat=json&raddatabase=PVGIS-SARAH3&pvtechchoice=crystSi&mountingplace=free&usehorizon=1
0 | 225 | 10 | 122.34 | 3.95 | https://re.jrc.ec.europa.eu/api/v5_3/PVcalc?lat=30.0444&lon=31.2357&peakpower=1&loss=14&angle=0&aspect=45&outputformat=json&raddatabase=PVGIS-SARAH3&pvtechchoice=crystSi&mountingplace=free&usehorizon=1
0 | 225 | 11 | 94.5 | 3.15 | https://re.jrc.ec.europa.eu/api/v5_3/PVcalc?lat=30.0444&lon=31.2357&peakpower=1&loss=14&angle=0&aspect=45&outputformat=json&raddatabase=PVGIS-SARAH3&pvtechchoice=crystSi&mountingplace=free&usehorizon=1
0 | 225 | 12 | 83.99 | 2.71 | https://re.jrc.ec.europa.eu/api/v5_3/PVcalc?lat=30.0444&lon=31.2357&peakpower=1&loss=14&angle=0&aspect=45&outputformat=json&raddatabase=PVGIS-SARAH3&pvtechchoice=crystSi&mountingplace=free&usehorizon=1
0 | 240 | 1 | 88.85 | 2.87 | https://re.jrc.ec.europa.eu/api/v5_3/PVcalc?lat=30.0444&lon=31.2357&peakpower=1&loss=14&angle=0&aspect=60&outputformat=json&raddatabase=PVGIS-SARAH3&pvtechchoice=crystSi&mountingplace=free&usehorizon=1
0 | 240 | 2 | 98.95 | 3.53 | https://re.jrc.ec.europa.eu/api/v5_3/PVcalc?lat=30.0444&lon=31.2357&peakpower=1&loss=14&angle=0&aspect=60&outputformat=json&raddatabase=PVGIS-SARAH3&pvtechchoice=crystSi&mountingplace=free&usehorizon=1
0 | 240 | 3 | 139.85 | 4.51 | https://re.jrc.ec.europa.eu/api/v5_3/PVcalc?lat=30.0444&lon=31.2357&peakpower=1&loss=14&angle=0&aspect=60&outputformat=json&raddatabase=PVGIS-SARAH3&pvtechchoice=crystSi&mountingplace=free&usehorizon=1
0 | 240 | 4 | 158.15 | 5.27 | https://re.jrc.ec.europa.eu/api/v5_3/PVcalc?lat=30.0444&lon=31.2357&peakpower=1&loss=14&angle=0&aspect=60&outputformat=json&raddatabase=PVGIS-SARAH3&pvtechchoice=crystSi&mountingplace=free&usehorizon=1
0 | 240 | 5 | 176.18 | 5.68 | https://re.jrc.ec.europa.eu/api/v5_3/PVcalc?lat=30.0444&lon=31.2357&peakpower=1&loss=14&angle=0&aspect=60&outputformat=json&raddatabase=PVGIS-SARAH3&pvtechchoice=crystSi&mountingplace=free&usehorizon=1
0 | 240 | 6 | 181.03 | 6.03 | https://re.jrc.ec.europa.eu/api/v5_3/PVcalc?lat=30.0444&lon=31.2357&peakpower=1&loss=14&angle=0&aspect=60&outputformat=json&raddatabase=PVGIS-SARAH3&pvtechchoice=crystSi&mountingplace=free&usehorizon=1
0 | 240 | 7 | 183.54 | 5.92 | https://re.jrc.ec.europa.eu/api/v5_3/PVcalc?lat=30.0444&lon=31.2357&peakpower=1&loss=14&angle=0&aspect=60&outputformat=json&raddatabase=PVGIS-SARAH3&pvtechchoice=crystSi&mountingplace=free&usehorizon=1
0 | 240 | 8 | 170.74 | 5.51 | https://re.jrc.ec.europa.eu/api/v5_3/PVcalc?lat=30.0444&lon=31.2357&peakpower=1&loss=14&angle=0&aspect=60&outputformat=json&raddatabase=PVGIS-SARAH3&pvtechchoice=crystSi&mountingplace=free&usehorizon=1
0 | 240 | 9 | 146.06 | 4.87 | https://re.jrc.ec.europa.eu/api/v5_3/PVcalc?lat=30.0444&lon=31.2357&peakpower=1&loss=14&angle=0&aspect=60&outputformat=json&raddatabase=PVGIS-SARAH3&pvtechchoice=crystSi&mountingplace=free&usehorizon=1
0 | 240 | 10 | 122.34 | 3.95 | https://re.jrc.ec.europa.eu/api/v5_3/PVcalc?lat=30.0444&lon=31.2357&peakpower=1&loss=14&angle=0&aspect=60&outputformat=json&raddatabase=PVGIS-SARAH3&pvtechchoice=crystSi&mountingplace=free&usehorizon=1
0 | 240 | 11 | 94.5 | 3.15 | https://re.jrc.ec.europa.eu/api/v5_3/PVcalc?lat=30.0444&lon=31.2357&peakpower=1&loss=14&angle=0&aspect=60&outputformat=json&raddatabase=PVGIS-SARAH3&pvtechchoice=crystSi&mountingplace=free&usehorizon=1
0 | 240 | 12 | 83.99 | 2.71 | https://re.jrc.ec.europa.eu/api/v5_3/PVcalc?lat=30.0444&lon=31.2357&peakpower=1&loss=14&angle=0&aspect=60&outputformat=json&raddatabase=PVGIS-SARAH3&pvtechchoice=crystSi&mountingplace=free&usehorizon=1
0 | 255 | 1 | 88.85 | 2.87 | https://re.jrc.ec.europa.eu/api/v5_3/PVcalc?lat=30.0444&lon=31.2357&peakpower=1&loss=14&angle=0&aspect=75&outputformat=json&raddatabase=PVGIS-SARAH3&pvtechchoice=crystSi&mountingplace=free&usehorizon=1
0 | 255 | 2 | 98.95 | 3.53 | https://re.jrc.ec.europa.eu/api/v5_3/PVcalc?lat=30.0444&lon=31.2357&peakpower=1&loss=14&angle=0&aspect=75&outputformat=json&raddatabase=PVGIS-SARAH3&pvtechchoice=crystSi&mountingplace=free&usehorizon=1
0 | 255 | 3 | 139.85 | 4.51 | https://re.jrc.ec.europa.eu/api/v5_3/PVcalc?lat=30.0444&lon=31.2357&peakpower=1&loss=14&angle=0&aspect=75&outputformat=json&raddatabase=PVGIS-SARAH3&pvtechchoice=crystSi&mountingplace=free&usehorizon=1
0 | 255 | 4 | 158.15 | 5.27 | https://re.jrc.ec.europa.eu/api/v5_3/PVcalc?lat=30.0444&lon=31.2357&peakpower=1&loss=14&angle=0&aspect=75&outputformat=json&raddatabase=PVGIS-SARAH3&pvtechchoice=crystSi&mountingplace=free&usehorizon=1
0 | 255 | 5 | 176.18 | 5.68 | https://re.jrc.ec.europa.eu/api/v5_3/PVcalc?lat=30.0444&lon=31.2357&peakpower=1&loss=14&angle=0&aspect=75&outputformat=json&raddatabase=PVGIS-SARAH3&pvtechchoice=crystSi&mountingplace=free&usehorizon=1
0 | 255 | 6 | 181.03 | 6.03 | https://re.jrc.ec.europa.eu/api/v5_3/PVcalc?lat=30.0444&lon=31.2357&peakpower=1&loss=14&angle=0&aspect=75&outputformat=json&raddatabase=PVGIS-SARAH3&pvtechchoice=crystSi&mountingplace=free&usehorizon=1
0 | 255 | 7 | 183.54 | 5.92 | https://re.jrc.ec.europa.eu/api/v5_3/PVcalc?lat=30.0444&lon=31.2357&peakpower=1&loss=14&angle=0&aspect=75&outputformat=json&raddatabase=PVGIS-SARAH3&pvtechchoice=crystSi&mountingplace=free&usehorizon=1
0 | 255 | 8 | 170.74 | 5.51 | https://re.jrc.ec.europa.eu/api/v5_3/PVcalc?lat=30.0444&lon=31.2357&peakpower=1&loss=14&angle=0&aspect=75&outputformat=json&raddatabase=PVGIS-SARAH3&pvtechchoice=crystSi&mountingplace=free&usehorizon=1
0 | 255 | 9 | 146.06 | 4.87 | https://re.jrc.ec.europa.eu/api/v5_3/PVcalc?lat=30.0444&lon=31.2357&peakpower=1&loss=14&angle=0&aspect=75&outputformat=json&raddatabase=PVGIS-SARAH3&pvtechchoice=crystSi&mountingplace=free&usehorizon=1
0 | 255 | 10 | 122.34 | 3.95 | https://re.jrc.ec.europa.eu/api/v5_3/PVcalc?lat=30.0444&lon=31.2357&peakpower=1&loss=14&angle=0&aspect=75&outputformat=json&raddatabase=PVGIS-SARAH3&pvtechchoice=crystSi&mountingplace=free&usehorizon=1
0 | 255 | 11 | 94.5 | 3.15 | https://re.jrc.ec.europa.eu/api/v5_3/PVcalc?lat=30.0444&lon=31.2357&peakpower=1&loss=14&angle=0&aspect=75&outputformat=json&raddatabase=PVGIS-SARAH3&pvtechchoice=crystSi&mountingplace=free&usehorizon=1
0 | 255 | 12 | 83.99 | 2.71 | https://re.jrc.ec.europa.eu/api/v5_3/PVcalc?lat=30.0444&lon=31.2357&peakpower=1&loss=14&angle=0&aspect=75&outputformat=json&raddatabase=PVGIS-SARAH3&pvtechchoice=crystSi&mountingplace=free&usehorizon=1
0 | 270 | 1 | 88.85 | 2.87 | https://re.jrc.ec.europa.eu/api/v5_3/PVcalc?lat=30.0444&lon=31.2357&peakpower=1&loss=14&angle=0&aspect=90&outputformat=json&raddatabase=PVGIS-SARAH3&pvtechchoice=crystSi&mountingplace=free&usehorizon=1
0 | 270 | 2 | 98.94 | 3.53 | https://re.jrc.ec.europa.eu/api/v5_3/PVcalc?lat=30.0444&lon=31.2357&peakpower=1&loss=14&angle=0&aspect=90&outputformat=json&raddatabase=PVGIS-SARAH3&pvtechchoice=crystSi&mountingplace=free&usehorizon=1
0 | 270 | 3 | 139.85 | 4.51 | https://re.jrc.ec.europa.eu/api/v5_3/PVcalc?lat=30.0444&lon=31.2357&peakpower=1&loss=14&angle=0&aspect=90&outputformat=json&raddatabase=PVGIS-SARAH3&pvtechchoice=crystSi&mountingplace=free&usehorizon=1
0 | 270 | 4 | 158.15 | 5.27 | https://re.jrc.ec.europa.eu/api/v5_3/PVcalc?lat=30.0444&lon=31.2357&peakpower=1&loss=14&angle=0&aspect=90&outputformat=json&raddatabase=PVGIS-SARAH3&pvtechchoice=crystSi&mountingplace=free&usehorizon=1
0 | 270 | 5 | 176.18 | 5.68 | https://re.jrc.ec.europa.eu/api/v5_3/PVcalc?lat=30.0444&lon=31.2357&peakpower=1&loss=14&angle=0&aspect=90&outputformat=json&raddatabase=PVGIS-SARAH3&pvtechchoice=crystSi&mountingplace=free&usehorizon=1
0 | 270 | 6 | 181.03 | 6.03 | https://re.jrc.ec.europa.eu/api/v5_3/PVcalc?lat=30.0444&lon=31.2357&peakpower=1&loss=14&angle=0&aspect=90&outputformat=json&raddatabase=PVGIS-SARAH3&pvtechchoice=crystSi&mountingplace=free&usehorizon=1
0 | 270 | 7 | 183.54 | 5.92 | https://re.jrc.ec.europa.eu/api/v5_3/PVcalc?lat=30.0444&lon=31.2357&peakpower=1&loss=14&angle=0&aspect=90&outputformat=json&raddatabase=PVGIS-SARAH3&pvtechchoice=crystSi&mountingplace=free&usehorizon=1
0 | 270 | 8 | 170.74 | 5.51 | https://re.jrc.ec.europa.eu/api/v5_3/PVcalc?lat=30.0444&lon=31.2357&peakpower=1&loss=14&angle=0&aspect=90&outputformat=json&raddatabase=PVGIS-SARAH3&pvtechchoice=crystSi&mountingplace=free&usehorizon=1
0 | 270 | 9 | 146.05 | 4.87 | https://re.jrc.ec.europa.eu/api/v5_3/PVcalc?lat=30.0444&lon=31.2357&peakpower=1&loss=14&angle=0&aspect=90&outputformat=json&raddatabase=PVGIS-SARAH3&pvtechchoice=crystSi&mountingplace=free&usehorizon=1
0 | 270 | 10 | 122.34 | 3.95 | https://re.jrc.ec.europa.eu/api/v5_3/PVcalc?lat=30.0444&lon=31.2357&peakpower=1&loss=14&angle=0&aspect=90&outputformat=json&raddatabase=PVGIS-SARAH3&pvtechchoice=crystSi&mountingplace=free&usehorizon=1
0 | 270 | 11 | 94.5 | 3.15 | https://re.jrc.ec.europa.eu/api/v5_3/PVcalc?lat=30.0444&lon=31.2357&peakpower=1&loss=14&angle=0&aspect=90&outputformat=json&raddatabase=PVGIS-SARAH3&pvtechchoice=crystSi&mountingplace=free&usehorizon=1
0 | 270 | 12 | 83.98 | 2.71 | https://re.jrc.ec.europa.eu/api/v5_3/PVcalc?lat=30.0444&lon=31.2357&peakpower=1&loss=14&angle=0&aspect=90&outputformat=json&raddatabase=PVGIS-SARAH3&pvtechchoice=crystSi&mountingplace=free&usehorizon=1
0 | 285 | 1 | 88.85 | 2.87 | https://re.jrc.ec.europa.eu/api/v5_3/PVcalc?lat=30.0444&lon=31.2357&peakpower=1&loss=14&angle=0&aspect=105&outputformat=json&raddatabase=PVGIS-SARAH3&pvtechchoice=crystSi&mountingplace=free&usehorizon=1
0 | 285 | 2 | 98.94 | 3.53 | https://re.jrc.ec.europa.eu/api/v5_3/PVcalc?lat=30.0444&lon=31.2357&peakpower=1&loss=14&angle=0&aspect=105&outputformat=json&raddatabase=PVGIS-SARAH3&pvtechchoice=crystSi&mountingplace=free&usehorizon=1
0 | 285 | 3 | 139.85 | 4.51 | https://re.jrc.ec.europa.eu/api/v5_3/PVcalc?lat=30.0444&lon=31.2357&peakpower=1&loss=14&angle=0&aspect=105&outputformat=json&raddatabase=PVGIS-SARAH3&pvtechchoice=crystSi&mountingplace=free&usehorizon=1
0 | 285 | 4 | 158.15 | 5.27 | https://re.jrc.ec.europa.eu/api/v5_3/PVcalc?lat=30.0444&lon=31.2357&peakpower=1&loss=14&angle=0&aspect=105&outputformat=json&raddatabase=PVGIS-SARAH3&pvtechchoice=crystSi&mountingplace=free&usehorizon=1
0 | 285 | 5 | 176.18 | 5.68 | https://re.jrc.ec.europa.eu/api/v5_3/PVcalc?lat=30.0444&lon=31.2357&peakpower=1&loss=14&angle=0&aspect=105&outputformat=json&raddatabase=PVGIS-SARAH3&pvtechchoice=crystSi&mountingplace=free&usehorizon=1
0 | 285 | 6 | 181.03 | 6.03 | https://re.jrc.ec.europa.eu/api/v5_3/PVcalc?lat=30.0444&lon=31.2357&peakpower=1&loss=14&angle=0&aspect=105&outputformat=json&raddatabase=PVGIS-SARAH3&pvtechchoice=crystSi&mountingplace=free&usehorizon=1
0 | 285 | 7 | 183.54 | 5.92 | https://re.jrc.ec.europa.eu/api/v5_3/PVcalc?lat=30.0444&lon=31.2357&peakpower=1&loss=14&angle=0&aspect=105&outputformat=json&raddatabase=PVGIS-SARAH3&pvtechchoice=crystSi&mountingplace=free&usehorizon=1
0 | 285 | 8 | 170.74 | 5.51 | https://re.jrc.ec.europa.eu/api/v5_3/PVcalc?lat=30.0444&lon=31.2357&peakpower=1&loss=14&angle=0&aspect=105&outputformat=json&raddatabase=PVGIS-SARAH3&pvtechchoice=crystSi&mountingplace=free&usehorizon=1
0 | 285 | 9 | 146.05 | 4.87 | https://re.jrc.ec.europa.eu/api/v5_3/PVcalc?lat=30.0444&lon=31.2357&peakpower=1&loss=14&angle=0&aspect=105&outputformat=json&raddatabase=PVGIS-SARAH3&pvtechchoice=crystSi&mountingplace=free&usehorizon=1
0 | 285 | 10 | 122.34 | 3.95 | https://re.jrc.ec.europa.eu/api/v5_3/PVcalc?lat=30.0444&lon=31.2357&peakpower=1&loss=14&angle=0&aspect=105&outputformat=json&raddatabase=PVGIS-SARAH3&pvtechchoice=crystSi&mountingplace=free&usehorizon=1
0 | 285 | 11 | 94.5 | 3.15 | https://re.jrc.ec.europa.eu/api/v5_3/PVcalc?lat=30.0444&lon=31.2357&peakpower=1&loss=14&angle=0&aspect=105&outputformat=json&raddatabase=PVGIS-SARAH3&pvtechchoice=crystSi&mountingplace=free&usehorizon=1
0 | 285 | 12 | 83.98 | 2.71 | https://re.jrc.ec.europa.eu/api/v5_3/PVcalc?lat=30.0444&lon=31.2357&peakpower=1&loss=14&angle=0&aspect=105&outputformat=json&raddatabase=PVGIS-SARAH3&pvtechchoice=crystSi&mountingplace=free&usehorizon=1
0 | 300 | 1 | 88.85 | 2.87 | https://re.jrc.ec.europa.eu/api/v5_3/PVcalc?lat=30.0444&lon=31.2357&peakpower=1&loss=14&angle=0&aspect=120&outputformat=json&raddatabase=PVGIS-SARAH3&pvtechchoice=crystSi&mountingplace=free&usehorizon=1
0 | 300 | 2 | 98.94 | 3.53 | https://re.jrc.ec.europa.eu/api/v5_3/PVcalc?lat=30.0444&lon=31.2357&peakpower=1&loss=14&angle=0&aspect=120&outputformat=json&raddatabase=PVGIS-SARAH3&pvtechchoice=crystSi&mountingplace=free&usehorizon=1
0 | 300 | 3 | 139.85 | 4.51 | https://re.jrc.ec.europa.eu/api/v5_3/PVcalc?lat=30.0444&lon=31.2357&peakpower=1&loss=14&angle=0&aspect=120&outputformat=json&raddatabase=PVGIS-SARAH3&pvtechchoice=crystSi&mountingplace=free&usehorizon=1
0 | 300 | 4 | 158.15 | 5.27 | https://re.jrc.ec.europa.eu/api/v5_3/PVcalc?lat=30.0444&lon=31.2357&peakpower=1&loss=14&angle=0&aspect=120&outputformat=json&raddatabase=PVGIS-SARAH3&pvtechchoice=crystSi&mountingplace=free&usehorizon=1
0 | 300 | 5 | 176.18 | 5.68 | https://re.jrc.ec.europa.eu/api/v5_3/PVcalc?lat=30.0444&lon=31.2357&peakpower=1&loss=14&angle=0&aspect=120&outputformat=json&raddatabase=PVGIS-SARAH3&pvtechchoice=crystSi&mountingplace=free&usehorizon=1
0 | 300 | 6 | 181.03 | 6.03 | https://re.jrc.ec.europa.eu/api/v5_3/PVcalc?lat=30.0444&lon=31.2357&peakpower=1&loss=14&angle=0&aspect=120&outputformat=json&raddatabase=PVGIS-SARAH3&pvtechchoice=crystSi&mountingplace=free&usehorizon=1
0 | 300 | 7 | 183.54 | 5.92 | https://re.jrc.ec.europa.eu/api/v5_3/PVcalc?lat=30.0444&lon=31.2357&peakpower=1&loss=14&angle=0&aspect=120&outputformat=json&raddatabase=PVGIS-SARAH3&pvtechchoice=crystSi&mountingplace=free&usehorizon=1
0 | 300 | 8 | 170.74 | 5.51 | https://re.jrc.ec.europa.eu/api/v5_3/PVcalc?lat=30.0444&lon=31.2357&peakpower=1&loss=14&angle=0&aspect=120&outputformat=json&raddatabase=PVGIS-SARAH3&pvtechchoice=crystSi&mountingplace=free&usehorizon=1
0 | 300 | 9 | 146.05 | 4.87 | https://re.jrc.ec.europa.eu/api/v5_3/PVcalc?lat=30.0444&lon=31.2357&peakpower=1&loss=14&angle=0&aspect=120&outputformat=json&raddatabase=PVGIS-SARAH3&pvtechchoice=crystSi&mountingplace=free&usehorizon=1
0 | 300 | 10 | 122.34 | 3.95 | https://re.jrc.ec.europa.eu/api/v5_3/PVcalc?lat=30.0444&lon=31.2357&peakpower=1&loss=14&angle=0&aspect=120&outputformat=json&raddatabase=PVGIS-SARAH3&pvtechchoice=crystSi&mountingplace=free&usehorizon=1
0 | 300 | 11 | 94.5 | 3.15 | https://re.jrc.ec.europa.eu/api/v5_3/PVcalc?lat=30.0444&lon=31.2357&peakpower=1&loss=14&angle=0&aspect=120&outputformat=json&raddatabase=PVGIS-SARAH3&pvtechchoice=crystSi&mountingplace=free&usehorizon=1
0 | 300 | 12 | 83.98 | 2.71 | https://re.jrc.ec.europa.eu/api/v5_3/PVcalc?lat=30.0444&lon=31.2357&peakpower=1&loss=14&angle=0&aspect=120&outputformat=json&raddatabase=PVGIS-SARAH3&pvtechchoice=crystSi&mountingplace=free&usehorizon=1
0 | 315 | 1 | 88.85 | 2.87 | https://re.jrc.ec.europa.eu/api/v5_3/PVcalc?lat=30.0444&lon=31.2357&peakpower=1&loss=14&angle=0&aspect=135&outputformat=json&raddatabase=PVGIS-SARAH3&pvtechchoice=crystSi&mountingplace=free&usehorizon=1
0 | 315 | 2 | 98.94 | 3.53 | https://re.jrc.ec.europa.eu/api/v5_3/PVcalc?lat=30.0444&lon=31.2357&peakpower=1&loss=14&angle=0&aspect=135&outputformat=json&raddatabase=PVGIS-SARAH3&pvtechchoice=crystSi&mountingplace=free&usehorizon=1
0 | 315 | 3 | 139.85 | 4.51 | https://re.jrc.ec.europa.eu/api/v5_3/PVcalc?lat=30.0444&lon=31.2357&peakpower=1&loss=14&angle=0&aspect=135&outputformat=json&raddatabase=PVGIS-SARAH3&pvtechchoice=crystSi&mountingplace=free&usehorizon=1
0 | 315 | 4 | 158.15 | 5.27 | https://re.jrc.ec.europa.eu/api/v5_3/PVcalc?lat=30.0444&lon=31.2357&peakpower=1&loss=14&angle=0&aspect=135&outputformat=json&raddatabase=PVGIS-SARAH3&pvtechchoice=crystSi&mountingplace=free&usehorizon=1
0 | 315 | 5 | 176.18 | 5.68 | https://re.jrc.ec.europa.eu/api/v5_3/PVcalc?lat=30.0444&lon=31.2357&peakpower=1&loss=14&angle=0&aspect=135&outputformat=json&raddatabase=PVGIS-SARAH3&pvtechchoice=crystSi&mountingplace=free&usehorizon=1
0 | 315 | 6 | 181.03 | 6.03 | https://re.jrc.ec.europa.eu/api/v5_3/PVcalc?lat=30.0444&lon=31.2357&peakpower=1&loss=14&angle=0&aspect=135&outputformat=json&raddatabase=PVGIS-SARAH3&pvtechchoice=crystSi&mountingplace=free&usehorizon=1
0 | 315 | 7 | 183.54 | 5.92 | https://re.jrc.ec.europa.eu/api/v5_3/PVcalc?lat=30.0444&lon=31.2357&peakpower=1&loss=14&angle=0&aspect=135&outputformat=json&raddatabase=PVGIS-SARAH3&pvtechchoice=crystSi&mountingplace=free&usehorizon=1
0 | 315 | 8 | 170.73 | 5.51 | https://re.jrc.ec.europa.eu/api/v5_3/PVcalc?lat=30.0444&lon=31.2357&peakpower=1&loss=14&angle=0&aspect=135&outputformat=json&raddatabase=PVGIS-SARAH3&pvtechchoice=crystSi&mountingplace=free&usehorizon=1
0 | 315 | 9 | 146.05 | 4.87 | https://re.jrc.ec.europa.eu/api/v5_3/PVcalc?lat=30.0444&lon=31.2357&peakpower=1&loss=14&angle=0&aspect=135&outputformat=json&raddatabase=PVGIS-SARAH3&pvtechchoice=crystSi&mountingplace=free&usehorizon=1
0 | 315 | 10 | 122.34 | 3.95 | https://re.jrc.ec.europa.eu/api/v5_3/PVcalc?lat=30.0444&lon=31.2357&peakpower=1&loss=14&angle=0&aspect=135&outputformat=json&raddatabase=PVGIS-SARAH3&pvtechchoice=crystSi&mountingplace=free&usehorizon=1
0 | 315 | 11 | 94.5 | 3.15 | https://re.jrc.ec.europa.eu/api/v5_3/PVcalc?lat=30.0444&lon=31.2357&peakpower=1&loss=14&angle=0&aspect=135&outputformat=json&raddatabase=PVGIS-SARAH3&pvtechchoice=crystSi&mountingplace=free&usehorizon=1
0 | 315 | 12 | 83.98 | 2.71 | https://re.jrc.ec.europa.eu/api/v5_3/PVcalc?lat=30.0444&lon=31.2357&peakpower=1&loss=14&angle=0&aspect=135&outputformat=json&raddatabase=PVGIS-SARAH3&pvtechchoice=crystSi&mountingplace=free&usehorizon=1
0 | 330 | 1 | 88.85 | 2.87 | https://re.jrc.ec.europa.eu/api/v5_3/PVcalc?lat=30.0444&lon=31.2357&peakpower=1&loss=14&angle=0&aspect=150&outputformat=json&raddatabase=PVGIS-SARAH3&pvtechchoice=crystSi&mountingplace=free&usehorizon=1
0 | 330 | 2 | 98.94 | 3.53 | https://re.jrc.ec.europa.eu/api/v5_3/PVcalc?lat=30.0444&lon=31.2357&peakpower=1&loss=14&angle=0&aspect=150&outputformat=json&raddatabase=PVGIS-SARAH3&pvtechchoice=crystSi&mountingplace=free&usehorizon=1
0 | 330 | 3 | 139.85 | 4.51 | https://re.jrc.ec.europa.eu/api/v5_3/PVcalc?lat=30.0444&lon=31.2357&peakpower=1&loss=14&angle=0&aspect=150&outputformat=json&raddatabase=PVGIS-SARAH3&pvtechchoice=crystSi&mountingplace=free&usehorizon=1
0 | 330 | 4 | 158.15 | 5.27 | https://re.jrc.ec.europa.eu/api/v5_3/PVcalc?lat=30.0444&lon=31.2357&peakpower=1&loss=14&angle=0&aspect=150&outputformat=json&raddatabase=PVGIS-SARAH3&pvtechchoice=crystSi&mountingplace=free&usehorizon=1
0 | 330 | 5 | 176.18 | 5.68 | https://re.jrc.ec.europa.eu/api/v5_3/PVcalc?lat=30.0444&lon=31.2357&peakpower=1&loss=14&angle=0&aspect=150&outputformat=json&raddatabase=PVGIS-SARAH3&pvtechchoice=crystSi&mountingplace=free&usehorizon=1
0 | 330 | 6 | 181.03 | 6.03 | https://re.jrc.ec.europa.eu/api/v5_3/PVcalc?lat=30.0444&lon=31.2357&peakpower=1&loss=14&angle=0&aspect=150&outputformat=json&raddatabase=PVGIS-SARAH3&pvtechchoice=crystSi&mountingplace=free&usehorizon=1
0 | 330 | 7 | 183.54 | 5.92 | https://re.jrc.ec.europa.eu/api/v5_3/PVcalc?lat=30.0444&lon=31.2357&peakpower=1&loss=14&angle=0&aspect=150&outputformat=json&raddatabase=PVGIS-SARAH3&pvtechchoice=crystSi&mountingplace=free&usehorizon=1
0 | 330 | 8 | 170.73 | 5.51 | https://re.jrc.ec.europa.eu/api/v5_3/PVcalc?lat=30.0444&lon=31.2357&peakpower=1&loss=14&angle=0&aspect=150&outputformat=json&raddatabase=PVGIS-SARAH3&pvtechchoice=crystSi&mountingplace=free&usehorizon=1
0 | 330 | 9 | 146.05 | 4.87 | https://re.jrc.ec.europa.eu/api/v5_3/PVcalc?lat=30.0444&lon=31.2357&peakpower=1&loss=14&angle=0&aspect=150&outputformat=json&raddatabase=PVGIS-SARAH3&pvtechchoice=crystSi&mountingplace=free&usehorizon=1
0 | 330 | 10 | 122.34 | 3.95 | https://re.jrc.ec.europa.eu/api/v5_3/PVcalc?lat=30.0444&lon=31.2357&peakpower=1&loss=14&angle=0&aspect=150&outputformat=json&raddatabase=PVGIS-SARAH3&pvtechchoice=crystSi&mountingplace=free&usehorizon=1
0 | 330 | 11 | 94.5 | 3.15 | https://re.jrc.ec.europa.eu/api/v5_3/PVcalc?lat=30.0444&lon=31.2357&peakpower=1&loss=14&angle=0&aspect=150&outputformat=json&raddatabase=PVGIS-SARAH3&pvtechchoice=crystSi&mountingplace=free&usehorizon=1
0 | 330 | 12 | 83.98 | 2.71 | https://re.jrc.ec.europa.eu/api/v5_3/PVcalc?lat=30.0444&lon=31.2357&peakpower=1&loss=14&angle=0&aspect=150&outputformat=json&raddatabase=PVGIS-SARAH3&pvtechchoice=crystSi&mountingplace=free&usehorizon=1
0 | 345 | 1 | 88.85 | 2.87 | https://re.jrc.ec.europa.eu/api/v5_3/PVcalc?lat=30.0444&lon=31.2357&peakpower=1&loss=14&angle=0&aspect=165&outputformat=json&raddatabase=PVGIS-SARAH3&pvtechchoice=crystSi&mountingplace=free&usehorizon=1
0 | 345 | 2 | 98.94 | 3.53 | https://re.jrc.ec.europa.eu/api/v5_3/PVcalc?lat=30.0444&lon=31.2357&peakpower=1&loss=14&angle=0&aspect=165&outputformat=json&raddatabase=PVGIS-SARAH3&pvtechchoice=crystSi&mountingplace=free&usehorizon=1
0 | 345 | 3 | 139.85 | 4.51 | https://re.jrc.ec.europa.eu/api/v5_3/PVcalc?lat=30.0444&lon=31.2357&peakpower=1&loss=14&angle=0&aspect=165&outputformat=json&raddatabase=PVGIS-SARAH3&pvtechchoice=crystSi&mountingplace=free&usehorizon=1
0 | 345 | 4 | 158.15 | 5.27 | https://re.jrc.ec.europa.eu/api/v5_3/PVcalc?lat=30.0444&lon=31.2357&peakpower=1&loss=14&angle=0&aspect=165&outputformat=json&raddatabase=PVGIS-SARAH3&pvtechchoice=crystSi&mountingplace=free&usehorizon=1
0 | 345 | 5 | 176.18 | 5.68 | https://re.jrc.ec.europa.eu/api/v5_3/PVcalc?lat=30.0444&lon=31.2357&peakpower=1&loss=14&angle=0&aspect=165&outputformat=json&raddatabase=PVGIS-SARAH3&pvtechchoice=crystSi&mountingplace=free&usehorizon=1
0 | 345 | 6 | 181.03 | 6.03 | https://re.jrc.ec.europa.eu/api/v5_3/PVcalc?lat=30.0444&lon=31.2357&peakpower=1&loss=14&angle=0&aspect=165&outputformat=json&raddatabase=PVGIS-SARAH3&pvtechchoice=crystSi&mountingplace=free&usehorizon=1
0 | 345 | 7 | 183.54 | 5.92 | https://re.jrc.ec.europa.eu/api/v5_3/PVcalc?lat=30.0444&lon=31.2357&peakpower=1&loss=14&angle=0&aspect=165&outputformat=json&raddatabase=PVGIS-SARAH3&pvtechchoice=crystSi&mountingplace=free&usehorizon=1
0 | 345 | 8 | 170.73 | 5.51 | https://re.jrc.ec.europa.eu/api/v5_3/PVcalc?lat=30.0444&lon=31.2357&peakpower=1&loss=14&angle=0&aspect=165&outputformat=json&raddatabase=PVGIS-SARAH3&pvtechchoice=crystSi&mountingplace=free&usehorizon=1
0 | 345 | 9 | 146.05 | 4.87 | https://re.jrc.ec.europa.eu/api/v5_3/PVcalc?lat=30.0444&lon=31.2357&peakpower=1&loss=14&angle=0&aspect=165&outputformat=json&raddatabase=PVGIS-SARAH3&pvtechchoice=crystSi&mountingplace=free&usehorizon=1
0 | 345 | 10 | 122.34 | 3.95 | https://re.jrc.ec.europa.eu/api/v5_3/PVcalc?lat=30.0444&lon=31.2357&peakpower=1&loss=14&angle=0&aspect=165&outputformat=json&raddatabase=PVGIS-SARAH3&pvtechchoice=crystSi&mountingplace=free&usehorizon=1
0 | 345 | 11 | 94.5 | 3.15 | https://re.jrc.ec.europa.eu/api/v5_3/PVcalc?lat=30.0444&lon=31.2357&peakpower=1&loss=14&angle=0&aspect=165&outputformat=json&raddatabase=PVGIS-SARAH3&pvtechchoice=crystSi&mountingplace=free&usehorizon=1
0 | 345 | 12 | 83.98 | 2.71 | https://re.jrc.ec.europa.eu/api/v5_3/PVcalc?lat=30.0444&lon=31.2357&peakpower=1&loss=14&angle=0&aspect=165&outputformat=json&raddatabase=PVGIS-SARAH3&pvtechchoice=crystSi&mountingplace=free&usehorizon=1
0 | 360 | 1 | 88.85 | 2.87 | https://re.jrc.ec.europa.eu/api/v5_3/PVcalc?lat=30.0444&lon=31.2357&peakpower=1&loss=14&angle=0&aspect=180&outputformat=json&raddatabase=PVGIS-SARAH3&pvtechchoice=crystSi&mountingplace=free&usehorizon=1
0 | 360 | 2 | 98.94 | 3.53 | https://re.jrc.ec.europa.eu/api/v5_3/PVcalc?lat=30.0444&lon=31.2357&peakpower=1&loss=14&angle=0&aspect=180&outputformat=json&raddatabase=PVGIS-SARAH3&pvtechchoice=crystSi&mountingplace=free&usehorizon=1
0 | 360 | 3 | 139.85 | 4.51 | https://re.jrc.ec.europa.eu/api/v5_3/PVcalc?lat=30.0444&lon=31.2357&peakpower=1&loss=14&angle=0&aspect=180&outputformat=json&raddatabase=PVGIS-SARAH3&pvtechchoice=crystSi&mountingplace=free&usehorizon=1
0 | 360 | 4 | 158.15 | 5.27 | https://re.jrc.ec.europa.eu/api/v5_3/PVcalc?lat=30.0444&lon=31.2357&peakpower=1&loss=14&angle=0&aspect=180&outputformat=json&raddatabase=PVGIS-SARAH3&pvtechchoice=crystSi&mountingplace=free&usehorizon=1
0 | 360 | 5 | 176.18 | 5.68 | https://re.jrc.ec.europa.eu/api/v5_3/PVcalc?lat=30.0444&lon=31.2357&peakpower=1&loss=14&angle=0&aspect=180&outputformat=json&raddatabase=PVGIS-SARAH3&pvtechchoice=crystSi&mountingplace=free&usehorizon=1
0 | 360 | 6 | 181.03 | 6.03 | https://re.jrc.ec.europa.eu/api/v5_3/PVcalc?lat=30.0444&lon=31.2357&peakpower=1&loss=14&angle=0&aspect=180&outputformat=json&raddatabase=PVGIS-SARAH3&pvtechchoice=crystSi&mountingplace=free&usehorizon=1
0 | 360 | 7 | 183.54 | 5.92 | https://re.jrc.ec.europa.eu/api/v5_3/PVcalc?lat=30.0444&lon=31.2357&peakpower=1&loss=14&angle=0&aspect=180&outputformat=json&raddatabase=PVGIS-SARAH3&pvtechchoice=crystSi&mountingplace=free&usehorizon=1
0 | 360 | 8 | 170.73 | 5.51 | https://re.jrc.ec.europa.eu/api/v5_3/PVcalc?lat=30.0444&lon=31.2357&peakpower=1&loss=14&angle=0&aspect=180&outputformat=json&raddatabase=PVGIS-SARAH3&pvtechchoice=crystSi&mountingplace=free&usehorizon=1
0 | 360 | 9 | 146.05 | 4.87 | https://re.jrc.ec.europa.eu/api/v5_3/PVcalc?lat=30.0444&lon=31.2357&peakpower=1&loss=14&angle=0&aspect=180&outputformat=json&raddatabase=PVGIS-SARAH3&pvtechchoice=crystSi&mountingplace=free&usehorizon=1
0 | 360 | 10 | 122.34 | 3.95 | https://re.jrc.ec.europa.eu/api/v5_3/PVcalc?lat=30.0444&lon=31.2357&peakpower=1&loss=14&angle=0&aspect=180&outputformat=json&raddatabase=PVGIS-SARAH3&pvtechchoice=crystSi&mountingplace=free&usehorizon=1
0 | 360 | 11 | 94.5 | 3.15 | https://re.jrc.ec.europa.eu/api/v5_3/PVcalc?lat=30.0444&lon=31.2357&peakpower=1&loss=14&angle=0&aspect=180&outputformat=json&raddatabase=PVGIS-SARAH3&pvtechchoice=crystSi&mountingplace=free&usehorizon=1
0 | 360 | 12 | 83.98 | 2.71 | https://re.jrc.ec.europa.eu/api/v5_3/PVcalc?lat=30.0444&lon=31.2357&peakpower=1&loss=14&angle=0&aspect=180&outputformat=json&raddatabase=PVGIS-SARAH3&pvtechchoice=crystSi&mountingplace=free&usehorizon=1
5 | 0 | 1 | 79.01 | 2.55 | https://re.jrc.ec.europa.eu/api/v5_3/PVcalc?lat=30.0444&lon=31.2357&peakpower=1&loss=14&angle=5&aspect=-180&outputformat=json&raddatabase=PVGIS-SARAH3&pvtechchoice=crystSi&mountingplace=free&usehorizon=1
5 | 0 | 2 | 91.33 | 3.26 | https://re.jrc.ec.europa.eu/api/v5_3/PVcalc?lat=30.0444&lon=31.2357&peakpower=1&loss=14&angle=5&aspect=-180&outputformat=json&raddatabase=PVGIS-SARAH3&pvtechchoice=crystSi&mountingplace=free&usehorizon=1
5 | 0 | 3 | 133.17 | 4.3 | https://re.jrc.ec.europa.eu/api/v5_3/PVcalc?lat=30.0444&lon=31.2357&peakpower=1&loss=14&angle=5&aspect=-180&outputformat=json&raddatabase=PVGIS-SARAH3&pvtechchoice=crystSi&mountingplace=free&usehorizon=1
5 | 0 | 4 | 154.49 | 5.15 | https://re.jrc.ec.europa.eu/api/v5_3/PVcalc?lat=30.0444&lon=31.2357&peakpower=1&loss=14&angle=5&aspect=-180&outputformat=json&raddatabase=PVGIS-SARAH3&pvtechchoice=crystSi&mountingplace=free&usehorizon=1
5 | 0 | 5 | 175.07 | 5.65 | https://re.jrc.ec.europa.eu/api/v5_3/PVcalc?lat=30.0444&lon=31.2357&peakpower=1&loss=14&angle=5&aspect=-180&outputformat=json&raddatabase=PVGIS-SARAH3&pvtechchoice=crystSi&mountingplace=free&usehorizon=1
5 | 0 | 6 | 181.34 | 6.04 | https://re.jrc.ec.europa.eu/api/v5_3/PVcalc?lat=30.0444&lon=31.2357&peakpower=1&loss=14&angle=5&aspect=-180&outputformat=json&raddatabase=PVGIS-SARAH3&pvtechchoice=crystSi&mountingplace=free&usehorizon=1
5 | 0 | 7 | 183.17 | 5.91 | https://re.jrc.ec.europa.eu/api/v5_3/PVcalc?lat=30.0444&lon=31.2357&peakpower=1&loss=14&angle=5&aspect=-180&outputformat=json&raddatabase=PVGIS-SARAH3&pvtechchoice=crystSi&mountingplace=free&usehorizon=1
5 | 0 | 8 | 167.93 | 5.42 | https://re.jrc.ec.europa.eu/api/v5_3/PVcalc?lat=30.0444&lon=31.2357&peakpower=1&loss=14&angle=5&aspect=-180&outputformat=json&raddatabase=PVGIS-SARAH3&pvtechchoice=crystSi&mountingplace=free&usehorizon=1
5 | 0 | 9 | 140.3 | 4.68 | https://re.jrc.ec.europa.eu/api/v5_3/PVcalc?lat=30.0444&lon=31.2357&peakpower=1&loss=14&angle=5&aspect=-180&outputformat=json&raddatabase=PVGIS-SARAH3&pvtechchoice=crystSi&mountingplace=free&usehorizon=1
5 | 0 | 10 | 113.85 | 3.67 | https://re.jrc.ec.europa.eu/api/v5_3/PVcalc?lat=30.0444&lon=31.2357&peakpower=1&loss=14&angle=5&aspect=-180&outputformat=json&raddatabase=PVGIS-SARAH3&pvtechchoice=crystSi&mountingplace=free&usehorizon=1
5 | 0 | 11 | 84.58 | 2.82 | https://re.jrc.ec.europa.eu/api/v5_3/PVcalc?lat=30.0444&lon=31.2357&peakpower=1&loss=14&angle=5&aspect=-180&outputformat=json&raddatabase=PVGIS-SARAH3&pvtechchoice=crystSi&mountingplace=free&usehorizon=1
5 | 0 | 12 | 73.55 | 2.37 | https://re.jrc.ec.europa.eu/api/v5_3/PVcalc?lat=30.0444&lon=31.2357&peakpower=1&loss=14&angle=5&aspect=-180&outputformat=json&raddatabase=PVGIS-SARAH3&pvtechchoice=crystSi&mountingplace=free&usehorizon=1
5 | 15 | 1 | 79.42 | 2.56 | https://re.jrc.ec.europa.eu/api/v5_3/PVcalc?lat=30.0444&lon=31.2357&peakpower=1&loss=14&angle=5&aspect=-165&outputformat=json&raddatabase=PVGIS-SARAH3&pvtechchoice=crystSi&mountingplace=free&usehorizon=1
5 | 15 | 2 | 91.67 | 3.27 | https://re.jrc.ec.europa.eu/api/v5_3/PVcalc?lat=30.0444&lon=31.2357&peakpower=1&loss=14&angle=5&aspect=-165&outputformat=json&raddatabase=PVGIS-SARAH3&pvtechchoice=crystSi&mountingplace=free&usehorizon=1
5 | 15 | 3 | 133.28 | 4.3 | https://re.jrc.ec.europa.eu/api/v5_3/PVcalc?lat=30.0444&lon=31.2357&peakpower=1&loss=14&angle=5&aspect=-165&outputformat=json&raddatabase=PVGIS-SARAH3&pvtechchoice=crystSi&mountingplace=free&usehorizon=1
5 | 15 | 4 | 154.45 | 5.15 | https://re.jrc.ec.europa.eu/api/v5_3/PVcalc?lat=30.0444&lon=31.2357&peakpower=1&loss=14&angle=5&aspect=-165&outputformat=json&raddatabase=PVGIS-SARAH3&pvtechchoice=crystSi&mountingplace=free&usehorizon=1
5 | 15 | 5 | 174.96 | 5.64 | https://re.jrc.ec.europa.eu/api/v5_3/PVcalc?lat=30.0444&lon=31.2357&peakpower=1&loss=14&angle=5&aspect=-165&outputformat=json&raddatabase=PVGIS-SARAH3&pvtechchoice=crystSi&mountingplace=free&usehorizon=1
5 | 15 | 6 | 181.05 | 6.04 | https://re.jrc.ec.europa.eu/api/v5_3/PVcalc?lat=30.0444&lon=31.2357&peakpower=1&loss=14&angle=5&aspect=-165&outputformat=json&raddatabase=PVGIS-SARAH3&pvtechchoice=crystSi&mountingplace=free&usehorizon=1
5 | 15 | 7 | 182.81 | 5.9 | https://re.jrc.ec.europa.eu/api/v5_3/PVcalc?lat=30.0444&lon=31.2357&peakpower=1&loss=14&angle=5&aspect=-165&outputformat=json&raddatabase=PVGIS-SARAH3&pvtechchoice=crystSi&mountingplace=free&usehorizon=1
5 | 15 | 8 | 167.73 | 5.41 | https://re.jrc.ec.europa.eu/api/v5_3/PVcalc?lat=30.0444&lon=31.2357&peakpower=1&loss=14&angle=5&aspect=-165&outputformat=json&raddatabase=PVGIS-SARAH3&pvtechchoice=crystSi&mountingplace=free&usehorizon=1
5 | 15 | 9 | 140.24 | 4.67 | https://re.jrc.ec.europa.eu/api/v5_3/PVcalc?lat=30.0444&lon=31.2357&peakpower=1&loss=14&angle=5&aspect=-165&outputformat=json&raddatabase=PVGIS-SARAH3&pvtechchoice=crystSi&mountingplace=free&usehorizon=1
5 | 15 | 10 | 114.08 | 3.68 | https://re.jrc.ec.europa.eu/api/v5_3/PVcalc?lat=30.0444&lon=31.2357&peakpower=1&loss=14&angle=5&aspect=-165&outputformat=json&raddatabase=PVGIS-SARAH3&pvtechchoice=crystSi&mountingplace=free&usehorizon=1
5 | 15 | 11 | 84.95 | 2.83 | https://re.jrc.ec.europa.eu/api/v5_3/PVcalc?lat=30.0444&lon=31.2357&peakpower=1&loss=14&angle=5&aspect=-165&outputformat=json&raddatabase=PVGIS-SARAH3&pvtechchoice=crystSi&mountingplace=free&usehorizon=1
5 | 15 | 12 | 73.97 | 2.39 | https://re.jrc.ec.europa.eu/api/v5_3/PVcalc?lat=30.0444&lon=31.2357&peakpower=1&loss=14&angle=5&aspect=-165&outputformat=json&raddatabase=PVGIS-SARAH3&pvtechchoice=crystSi&mountingplace=free&usehorizon=1
5 | 30 | 1 | 80.47 | 2.6 | https://re.jrc.ec.europa.eu/api/v5_3/PVcalc?lat=30.0444&lon=31.2357&peakpower=1&loss=14&angle=5&aspect=-150&outputformat=json&raddatabase=PVGIS-SARAH3&pvtechchoice=crystSi&mountingplace=free&usehorizon=1
5 | 30 | 2 | 92.51 | 3.3 | https://re.jrc.ec.europa.eu/api/v5_3/PVcalc?lat=30.0444&lon=31.2357&peakpower=1&loss=14&angle=5&aspect=-150&outputformat=json&raddatabase=PVGIS-SARAH3&pvtechchoice=crystSi&mountingplace=free&usehorizon=1
5 | 30 | 3 | 133.81 | 4.32 | https://re.jrc.ec.europa.eu/api/v5_3/PVcalc?lat=30.0444&lon=31.2357&peakpower=1&loss=14&angle=5&aspect=-150&outputformat=json&raddatabase=PVGIS-SARAH3&pvtechchoice=crystSi&mountingplace=free&usehorizon=1
5 | 30 | 4 | 154.61 | 5.15 | https://re.jrc.ec.europa.eu/api/v5_3/PVcalc?lat=30.0444&lon=31.2357&peakpower=1&loss=14&angle=5&aspect=-150&outputformat=json&raddatabase=PVGIS-SARAH3&pvtechchoice=crystSi&mountingplace=free&usehorizon=1
5 | 30 | 5 | 174.89 | 5.64 | https://re.jrc.ec.europa.eu/api/v5_3/PVcalc?lat=30.0444&lon=31.2357&peakpower=1&loss=14&angle=5&aspect=-150&outputformat=json&raddatabase=PVGIS-SARAH3&pvtechchoice=crystSi&mountingplace=free&usehorizon=1
5 | 30 | 6 | 180.7 | 6.02 | https://re.jrc.ec.europa.eu/api/v5_3/PVcalc?lat=30.0444&lon=31.2357&peakpower=1&loss=14&angle=5&aspect=-150&outputformat=json&raddatabase=PVGIS-SARAH3&pvtechchoice=crystSi&mountingplace=free&usehorizon=1
5 | 30 | 7 | 182.43 | 5.88 | https://re.jrc.ec.europa.eu/api/v5_3/PVcalc?lat=30.0444&lon=31.2357&peakpower=1&loss=14&angle=5&aspect=-150&outputformat=json&raddatabase=PVGIS-SARAH3&pvtechchoice=crystSi&mountingplace=free&usehorizon=1
5 | 30 | 8 | 167.68 | 5.41 | https://re.jrc.ec.europa.eu/api/v5_3/PVcalc?lat=30.0444&lon=31.2357&peakpower=1&loss=14&angle=5&aspect=-150&outputformat=json&raddatabase=PVGIS-SARAH3&pvtechchoice=crystSi&mountingplace=free&usehorizon=1
5 | 30 | 9 | 140.53 | 4.68 | https://re.jrc.ec.europa.eu/api/v5_3/PVcalc?lat=30.0444&lon=31.2357&peakpower=1&loss=14&angle=5&aspect=-150&outputformat=json&raddatabase=PVGIS-SARAH3&pvtechchoice=crystSi&mountingplace=free&usehorizon=1
5 | 30 | 10 | 114.86 | 3.71 | https://re.jrc.ec.europa.eu/api/v5_3/PVcalc?lat=30.0444&lon=31.2357&peakpower=1&loss=14&angle=5&aspect=-150&outputformat=json&raddatabase=PVGIS-SARAH3&pvtechchoice=crystSi&mountingplace=free&usehorizon=1
5 | 30 | 11 | 85.98 | 2.87 | https://re.jrc.ec.europa.eu/api/v5_3/PVcalc?lat=30.0444&lon=31.2357&peakpower=1&loss=14&angle=5&aspect=-150&outputformat=json&raddatabase=PVGIS-SARAH3&pvtechchoice=crystSi&mountingplace=free&usehorizon=1
5 | 30 | 12 | 75.08 | 2.42 | https://re.jrc.ec.europa.eu/api/v5_3/PVcalc?lat=30.0444&lon=31.2357&peakpower=1&loss=14&angle=5&aspect=-150&outputformat=json&raddatabase=PVGIS-SARAH3&pvtechchoice=crystSi&mountingplace=free&usehorizon=1
5 | 45 | 1 | 82.07 | 2.65 | https://re.jrc.ec.europa.eu/api/v5_3/PVcalc?lat=30.0444&lon=31.2357&peakpower=1&loss=14&angle=5&aspect=-135&outputformat=json&raddatabase=PVGIS-SARAH3&pvtechchoice=crystSi&mountingplace=free&usehorizon=1
5 | 45 | 2 | 93.79 | 3.35 | https://re.jrc.ec.europa.eu/api/v5_3/PVcalc?lat=30.0444&lon=31.2357&peakpower=1&loss=14&angle=5&aspect=-135&outputformat=json&raddatabase=PVGIS-SARAH3&pvtechchoice=crystSi&mountingplace=free&usehorizon=1
5 | 45 | 3 | 134.73 | 4.35 | https://re.jrc.ec.europa.eu/api/v5_3/PVcalc?lat=30.0444&lon=31.2357&peakpower=1&loss=14&angle=5&aspect=-135&outputformat=json&raddatabase=PVGIS-SARAH3&pvtechchoice=crystSi&mountingplace=free&usehorizon=1
5 | 45 | 4 | 154.98 | 5.17 | https://re.jrc.ec.europa.eu/api/v5_3/PVcalc?lat=30.0444&lon=31.2357&peakpower=1&loss=14&angle=5&aspect=-135&outputformat=json&raddatabase=PVGIS-SARAH3&pvtechchoice=crystSi&mountingplace=free&usehorizon=1
5 | 45 | 5 | 174.86 | 5.64 | https://re.jrc.ec.europa.eu/api/v5_3/PVcalc?lat=30.0444&lon=31.2357&peakpower=1&loss=14&angle=5&aspect=-135&outputformat=json&raddatabase=PVGIS-SARAH3&pvtechchoice=crystSi&mountingplace=free&usehorizon=1
5 | 45 | 6 | 180.34 | 6.01 | https://re.jrc.ec.europa.eu/api/v5_3/PVcalc?lat=30.0444&lon=31.2357&peakpower=1&loss=14&angle=5&aspect=-135&outputformat=json&raddatabase=PVGIS-SARAH3&pvtechchoice=crystSi&mountingplace=free&usehorizon=1
5 | 45 | 7 | 182.09 | 5.87 | https://re.jrc.ec.europa.eu/api/v5_3/PVcalc?lat=30.0444&lon=31.2357&peakpower=1&loss=14&angle=5&aspect=-135&outputformat=json&raddatabase=PVGIS-SARAH3&pvtechchoice=crystSi&mountingplace=free&usehorizon=1
5 | 45 | 8 | 167.81 | 5.41 | https://re.jrc.ec.europa.eu/api/v5_3/PVcalc?lat=30.0444&lon=31.2357&peakpower=1&loss=14&angle=5&aspect=-135&outputformat=json&raddatabase=PVGIS-SARAH3&pvtechchoice=crystSi&mountingplace=free&usehorizon=1
5 | 45 | 9 | 141.17 | 4.71 | https://re.jrc.ec.europa.eu/api/v5_3/PVcalc?lat=30.0444&lon=31.2357&peakpower=1&loss=14&angle=5&aspect=-135&outputformat=json&raddatabase=PVGIS-SARAH3&pvtechchoice=crystSi&mountingplace=free&usehorizon=1
5 | 45 | 10 | 116.13 | 3.75 | https://re.jrc.ec.europa.eu/api/v5_3/PVcalc?lat=30.0444&lon=31.2357&peakpower=1&loss=14&angle=5&aspect=-135&outputformat=json&raddatabase=PVGIS-SARAH3&pvtechchoice=crystSi&mountingplace=free&usehorizon=1
5 | 45 | 11 | 87.56 | 2.92 | https://re.jrc.ec.europa.eu/api/v5_3/PVcalc?lat=30.0444&lon=31.2357&peakpower=1&loss=14&angle=5&aspect=-135&outputformat=json&raddatabase=PVGIS-SARAH3&pvtechchoice=crystSi&mountingplace=free&usehorizon=1
5 | 45 | 12 | 76.79 | 2.48 | https://re.jrc.ec.europa.eu/api/v5_3/PVcalc?lat=30.0444&lon=31.2357&peakpower=1&loss=14&angle=5&aspect=-135&outputformat=json&raddatabase=PVGIS-SARAH3&pvtechchoice=crystSi&mountingplace=free&usehorizon=1
5 | 60 | 1 | 84.1 | 2.71 | https://re.jrc.ec.europa.eu/api/v5_3/PVcalc?lat=30.0444&lon=31.2357&peakpower=1&loss=14&angle=5&aspect=-120&outputformat=json&raddatabase=PVGIS-SARAH3&pvtechchoice=crystSi&mountingplace=free&usehorizon=1
5 | 60 | 2 | 95.39 | 3.41 | https://re.jrc.ec.europa.eu/api/v5_3/PVcalc?lat=30.0444&lon=31.2357&peakpower=1&loss=14&angle=5&aspect=-120&outputformat=json&raddatabase=PVGIS-SARAH3&pvtechchoice=crystSi&mountingplace=free&usehorizon=1
5 | 60 | 3 | 135.97 | 4.39 | https://re.jrc.ec.europa.eu/api/v5_3/PVcalc?lat=30.0444&lon=31.2357&peakpower=1&loss=14&angle=5&aspect=-120&outputformat=json&raddatabase=PVGIS-SARAH3&pvtechchoice=crystSi&mountingplace=free&usehorizon=1
5 | 60 | 4 | 155.53 | 5.18 | https://re.jrc.ec.europa.eu/api/v5_3/PVcalc?lat=30.0444&lon=31.2357&peakpower=1&loss=14&angle=5&aspect=-120&outputformat=json&raddatabase=PVGIS-SARAH3&pvtechchoice=crystSi&mountingplace=free&usehorizon=1
5 | 60 | 5 | 174.9 | 5.64 | https://re.jrc.ec.europa.eu/api/v5_3/PVcalc?lat=30.0444&lon=31.2357&peakpower=1&loss=14&angle=5&aspect=-120&outputformat=json&raddatabase=PVGIS-SARAH3&pvtechchoice=crystSi&mountingplace=free&usehorizon=1
5 | 60 | 6 | 180 | 6 | https://re.jrc.ec.europa.eu/api/v5_3/PVcalc?lat=30.0444&lon=31.2357&peakpower=1&loss=14&angle=5&aspect=-120&outputformat=json&raddatabase=PVGIS-SARAH3&pvtechchoice=crystSi&mountingplace=free&usehorizon=1
5 | 60 | 7 | 181.82 | 5.87 | https://re.jrc.ec.europa.eu/api/v5_3/PVcalc?lat=30.0444&lon=31.2357&peakpower=1&loss=14&angle=5&aspect=-120&outputformat=json&raddatabase=PVGIS-SARAH3&pvtechchoice=crystSi&mountingplace=free&usehorizon=1
5 | 60 | 8 | 168.12 | 5.42 | https://re.jrc.ec.europa.eu/api/v5_3/PVcalc?lat=30.0444&lon=31.2357&peakpower=1&loss=14&angle=5&aspect=-120&outputformat=json&raddatabase=PVGIS-SARAH3&pvtechchoice=crystSi&mountingplace=free&usehorizon=1
5 | 60 | 9 | 142.11 | 4.74 | https://re.jrc.ec.europa.eu/api/v5_3/PVcalc?lat=30.0444&lon=31.2357&peakpower=1&loss=14&angle=5&aspect=-120&outputformat=json&raddatabase=PVGIS-SARAH3&pvtechchoice=crystSi&mountingplace=free&usehorizon=1
5 | 60 | 10 | 117.79 | 3.8 | https://re.jrc.ec.europa.eu/api/v5_3/PVcalc?lat=30.0444&lon=31.2357&peakpower=1&loss=14&angle=5&aspect=-120&outputformat=json&raddatabase=PVGIS-SARAH3&pvtechchoice=crystSi&mountingplace=free&usehorizon=1
5 | 60 | 11 | 89.6 | 2.99 | https://re.jrc.ec.europa.eu/api/v5_3/PVcalc?lat=30.0444&lon=31.2357&peakpower=1&loss=14&angle=5&aspect=-120&outputformat=json&raddatabase=PVGIS-SARAH3&pvtechchoice=crystSi&mountingplace=free&usehorizon=1
5 | 60 | 12 | 78.97 | 2.55 | https://re.jrc.ec.europa.eu/api/v5_3/PVcalc?lat=30.0444&lon=31.2357&peakpower=1&loss=14&angle=5&aspect=-120&outputformat=json&raddatabase=PVGIS-SARAH3&pvtechchoice=crystSi&mountingplace=free&usehorizon=1
5 | 75 | 1 | 86.42 | 2.79 | https://re.jrc.ec.europa.eu/api/v5_3/PVcalc?lat=30.0444&lon=31.2357&peakpower=1&loss=14&angle=5&aspect=-105&outputformat=json&raddatabase=PVGIS-SARAH3&pvtechchoice=crystSi&mountingplace=free&usehorizon=1
5 | 75 | 2 | 97.19 | 3.47 | https://re.jrc.ec.europa.eu/api/v5_3/PVcalc?lat=30.0444&lon=31.2357&peakpower=1&loss=14&angle=5&aspect=-105&outputformat=json&raddatabase=PVGIS-SARAH3&pvtechchoice=crystSi&mountingplace=free&usehorizon=1
5 | 75 | 3 | 137.43 | 4.43 | https://re.jrc.ec.europa.eu/api/v5_3/PVcalc?lat=30.0444&lon=31.2357&peakpower=1&loss=14&angle=5&aspect=-105&outputformat=json&raddatabase=PVGIS-SARAH3&pvtechchoice=crystSi&mountingplace=free&usehorizon=1
5 | 75 | 4 | 156.23 | 5.21 | https://re.jrc.ec.europa.eu/api/v5_3/PVcalc?lat=30.0444&lon=31.2357&peakpower=1&loss=14&angle=5&aspect=-105&outputformat=json&raddatabase=PVGIS-SARAH3&pvtechchoice=crystSi&mountingplace=free&usehorizon=1
5 | 75 | 5 | 175 | 5.65 | https://re.jrc.ec.europa.eu/api/v5_3/PVcalc?lat=30.0444&lon=31.2357&peakpower=1&loss=14&angle=5&aspect=-105&outputformat=json&raddatabase=PVGIS-SARAH3&pvtechchoice=crystSi&mountingplace=free&usehorizon=1
5 | 75 | 6 | 179.7 | 5.99 | https://re.jrc.ec.europa.eu/api/v5_3/PVcalc?lat=30.0444&lon=31.2357&peakpower=1&loss=14&angle=5&aspect=-105&outputformat=json&raddatabase=PVGIS-SARAH3&pvtechchoice=crystSi&mountingplace=free&usehorizon=1
5 | 75 | 7 | 181.65 | 5.86 | https://re.jrc.ec.europa.eu/api/v5_3/PVcalc?lat=30.0444&lon=31.2357&peakpower=1&loss=14&angle=5&aspect=-105&outputformat=json&raddatabase=PVGIS-SARAH3&pvtechchoice=crystSi&mountingplace=free&usehorizon=1
5 | 75 | 8 | 168.58 | 5.44 | https://re.jrc.ec.europa.eu/api/v5_3/PVcalc?lat=30.0444&lon=31.2357&peakpower=1&loss=14&angle=5&aspect=-105&outputformat=json&raddatabase=PVGIS-SARAH3&pvtechchoice=crystSi&mountingplace=free&usehorizon=1
5 | 75 | 9 | 143.29 | 4.78 | https://re.jrc.ec.europa.eu/api/v5_3/PVcalc?lat=30.0444&lon=31.2357&peakpower=1&loss=14&angle=5&aspect=-105&outputformat=json&raddatabase=PVGIS-SARAH3&pvtechchoice=crystSi&mountingplace=free&usehorizon=1
5 | 75 | 10 | 119.73 | 3.86 | https://re.jrc.ec.europa.eu/api/v5_3/PVcalc?lat=30.0444&lon=31.2357&peakpower=1&loss=14&angle=5&aspect=-105&outputformat=json&raddatabase=PVGIS-SARAH3&pvtechchoice=crystSi&mountingplace=free&usehorizon=1
5 | 75 | 11 | 91.93 | 3.06 | https://re.jrc.ec.europa.eu/api/v5_3/PVcalc?lat=30.0444&lon=31.2357&peakpower=1&loss=14&angle=5&aspect=-105&outputformat=json&raddatabase=PVGIS-SARAH3&pvtechchoice=crystSi&mountingplace=free&usehorizon=1
5 | 75 | 12 | 81.44 | 2.63 | https://re.jrc.ec.europa.eu/api/v5_3/PVcalc?lat=30.0444&lon=31.2357&peakpower=1&loss=14&angle=5&aspect=-105&outputformat=json&raddatabase=PVGIS-SARAH3&pvtechchoice=crystSi&mountingplace=free&usehorizon=1
5 | 90 | 1 | 88.87 | 2.87 | https://re.jrc.ec.europa.eu/api/v5_3/PVcalc?lat=30.0444&lon=31.2357&peakpower=1&loss=14&angle=5&aspect=-90&outputformat=json&raddatabase=PVGIS-SARAH3&pvtechchoice=crystSi&mountingplace=free&usehorizon=1
5 | 90 | 2 | 99.07 | 3.54 | https://re.jrc.ec.europa.eu/api/v5_3/PVcalc?lat=30.0444&lon=31.2357&peakpower=1&loss=14&angle=5&aspect=-90&outputformat=json&raddatabase=PVGIS-SARAH3&pvtechchoice=crystSi&mountingplace=free&usehorizon=1
5 | 90 | 3 | 139.03 | 4.48 | https://re.jrc.ec.europa.eu/api/v5_3/PVcalc?lat=30.0444&lon=31.2357&peakpower=1&loss=14&angle=5&aspect=-90&outputformat=json&raddatabase=PVGIS-SARAH3&pvtechchoice=crystSi&mountingplace=free&usehorizon=1
5 | 90 | 4 | 157.03 | 5.23 | https://re.jrc.ec.europa.eu/api/v5_3/PVcalc?lat=30.0444&lon=31.2357&peakpower=1&loss=14&angle=5&aspect=-90&outputformat=json&raddatabase=PVGIS-SARAH3&pvtechchoice=crystSi&mountingplace=free&usehorizon=1
5 | 90 | 5 | 175.15 | 5.65 | https://re.jrc.ec.europa.eu/api/v5_3/PVcalc?lat=30.0444&lon=31.2357&peakpower=1&loss=14&angle=5&aspect=-90&outputformat=json&raddatabase=PVGIS-SARAH3&pvtechchoice=crystSi&mountingplace=free&usehorizon=1
5 | 90 | 6 | 179.47 | 5.98 | https://re.jrc.ec.europa.eu/api/v5_3/PVcalc?lat=30.0444&lon=31.2357&peakpower=1&loss=14&angle=5&aspect=-90&outputformat=json&raddatabase=PVGIS-SARAH3&pvtechchoice=crystSi&mountingplace=free&usehorizon=1
5 | 90 | 7 | 181.57 | 5.86 | https://re.jrc.ec.europa.eu/api/v5_3/PVcalc?lat=30.0444&lon=31.2357&peakpower=1&loss=14&angle=5&aspect=-90&outputformat=json&raddatabase=PVGIS-SARAH3&pvtechchoice=crystSi&mountingplace=free&usehorizon=1
5 | 90 | 8 | 169.15 | 5.46 | https://re.jrc.ec.europa.eu/api/v5_3/PVcalc?lat=30.0444&lon=31.2357&peakpower=1&loss=14&angle=5&aspect=-90&outputformat=json&raddatabase=PVGIS-SARAH3&pvtechchoice=crystSi&mountingplace=free&usehorizon=1
5 | 90 | 9 | 144.62 | 4.82 | https://re.jrc.ec.europa.eu/api/v5_3/PVcalc?lat=30.0444&lon=31.2357&peakpower=1&loss=14&angle=5&aspect=-90&outputformat=json&raddatabase=PVGIS-SARAH3&pvtechchoice=crystSi&mountingplace=free&usehorizon=1
5 | 90 | 10 | 121.79 | 3.93 | https://re.jrc.ec.europa.eu/api/v5_3/PVcalc?lat=30.0444&lon=31.2357&peakpower=1&loss=14&angle=5&aspect=-90&outputformat=json&raddatabase=PVGIS-SARAH3&pvtechchoice=crystSi&mountingplace=free&usehorizon=1
5 | 90 | 11 | 94.39 | 3.15 | https://re.jrc.ec.europa.eu/api/v5_3/PVcalc?lat=30.0444&lon=31.2357&peakpower=1&loss=14&angle=5&aspect=-90&outputformat=json&raddatabase=PVGIS-SARAH3&pvtechchoice=crystSi&mountingplace=free&usehorizon=1
5 | 90 | 12 | 84.06 | 2.71 | https://re.jrc.ec.europa.eu/api/v5_3/PVcalc?lat=30.0444&lon=31.2357&peakpower=1&loss=14&angle=5&aspect=-90&outputformat=json&raddatabase=PVGIS-SARAH3&pvtechchoice=crystSi&mountingplace=free&usehorizon=1
5 | 105 | 1 | 91.29 | 2.94 | https://re.jrc.ec.europa.eu/api/v5_3/PVcalc?lat=30.0444&lon=31.2357&peakpower=1&loss=14&angle=5&aspect=-75&outputformat=json&raddatabase=PVGIS-SARAH3&pvtechchoice=crystSi&mountingplace=free&usehorizon=1
5 | 105 | 2 | 100.91 | 3.6 | https://re.jrc.ec.europa.eu/api/v5_3/PVcalc?lat=30.0444&lon=31.2357&peakpower=1&loss=14&angle=5&aspect=-75&outputformat=json&raddatabase=PVGIS-SARAH3&pvtechchoice=crystSi&mountingplace=free&usehorizon=1
5 | 105 | 3 | 140.64 | 4.54 | https://re.jrc.ec.europa.eu/api/v5_3/PVcalc?lat=30.0444&lon=31.2357&peakpower=1&loss=14&angle=5&aspect=-75&outputformat=json&raddatabase=PVGIS-SARAH3&pvtechchoice=crystSi&mountingplace=free&usehorizon=1
5 | 105 | 4 | 157.87 | 5.26 | https://re.jrc.ec.europa.eu/api/v5_3/PVcalc?lat=30.0444&lon=31.2357&peakpower=1&loss=14&angle=5&aspect=-75&outputformat=json&raddatabase=PVGIS-SARAH3&pvtechchoice=crystSi&mountingplace=free&usehorizon=1
5 | 105 | 5 | 175.33 | 5.66 | https://re.jrc.ec.europa.eu/api/v5_3/PVcalc?lat=30.0444&lon=31.2357&peakpower=1&loss=14&angle=5&aspect=-75&outputformat=json&raddatabase=PVGIS-SARAH3&pvtechchoice=crystSi&mountingplace=free&usehorizon=1
5 | 105 | 6 | 179.3 | 5.98 | https://re.jrc.ec.europa.eu/api/v5_3/PVcalc?lat=30.0444&lon=31.2357&peakpower=1&loss=14&angle=5&aspect=-75&outputformat=json&raddatabase=PVGIS-SARAH3&pvtechchoice=crystSi&mountingplace=free&usehorizon=1
5 | 105 | 7 | 181.59 | 5.86 | https://re.jrc.ec.europa.eu/api/v5_3/PVcalc?lat=30.0444&lon=31.2357&peakpower=1&loss=14&angle=5&aspect=-75&outputformat=json&raddatabase=PVGIS-SARAH3&pvtechchoice=crystSi&mountingplace=free&usehorizon=1
5 | 105 | 8 | 169.8 | 5.48 | https://re.jrc.ec.europa.eu/api/v5_3/PVcalc?lat=30.0444&lon=31.2357&peakpower=1&loss=14&angle=5&aspect=-75&outputformat=json&raddatabase=PVGIS-SARAH3&pvtechchoice=crystSi&mountingplace=free&usehorizon=1
5 | 105 | 9 | 146.01 | 4.87 | https://re.jrc.ec.europa.eu/api/v5_3/PVcalc?lat=30.0444&lon=31.2357&peakpower=1&loss=14&angle=5&aspect=-75&outputformat=json&raddatabase=PVGIS-SARAH3&pvtechchoice=crystSi&mountingplace=free&usehorizon=1
5 | 105 | 10 | 123.86 | 4 | https://re.jrc.ec.europa.eu/api/v5_3/PVcalc?lat=30.0444&lon=31.2357&peakpower=1&loss=14&angle=5&aspect=-75&outputformat=json&raddatabase=PVGIS-SARAH3&pvtechchoice=crystSi&mountingplace=free&usehorizon=1
5 | 105 | 11 | 96.82 | 3.23 | https://re.jrc.ec.europa.eu/api/v5_3/PVcalc?lat=30.0444&lon=31.2357&peakpower=1&loss=14&angle=5&aspect=-75&outputformat=json&raddatabase=PVGIS-SARAH3&pvtechchoice=crystSi&mountingplace=free&usehorizon=1
5 | 105 | 12 | 86.63 | 2.79 | https://re.jrc.ec.europa.eu/api/v5_3/PVcalc?lat=30.0444&lon=31.2357&peakpower=1&loss=14&angle=5&aspect=-75&outputformat=json&raddatabase=PVGIS-SARAH3&pvtechchoice=crystSi&mountingplace=free&usehorizon=1
5 | 120 | 1 | 93.51 | 3.02 | https://re.jrc.ec.europa.eu/api/v5_3/PVcalc?lat=30.0444&lon=31.2357&peakpower=1&loss=14&angle=5&aspect=-60&outputformat=json&raddatabase=PVGIS-SARAH3&pvtechchoice=crystSi&mountingplace=free&usehorizon=1
5 | 120 | 2 | 102.59 | 3.66 | https://re.jrc.ec.europa.eu/api/v5_3/PVcalc?lat=30.0444&lon=31.2357&peakpower=1&loss=14&angle=5&aspect=-60&outputformat=json&raddatabase=PVGIS-SARAH3&pvtechchoice=crystSi&mountingplace=free&usehorizon=1
5 | 120 | 3 | 142.17 | 4.59 | https://re.jrc.ec.europa.eu/api/v5_3/PVcalc?lat=30.0444&lon=31.2357&peakpower=1&loss=14&angle=5&aspect=-60&outputformat=json&raddatabase=PVGIS-SARAH3&pvtechchoice=crystSi&mountingplace=free&usehorizon=1
5 | 120 | 4 | 158.7 | 5.29 | https://re.jrc.ec.europa.eu/api/v5_3/PVcalc?lat=30.0444&lon=31.2357&peakpower=1&loss=14&angle=5&aspect=-60&outputformat=json&raddatabase=PVGIS-SARAH3&pvtechchoice=crystSi&mountingplace=free&usehorizon=1
5 | 120 | 5 | 175.54 | 5.66 | https://re.jrc.ec.europa.eu/api/v5_3/PVcalc?lat=30.0444&lon=31.2357&peakpower=1&loss=14&angle=5&aspect=-60&outputformat=json&raddatabase=PVGIS-SARAH3&pvtechchoice=crystSi&mountingplace=free&usehorizon=1
5 | 120 | 6 | 179.21 | 5.97 | https://re.jrc.ec.europa.eu/api/v5_3/PVcalc?lat=30.0444&lon=31.2357&peakpower=1&loss=14&angle=5&aspect=-60&outputformat=json&raddatabase=PVGIS-SARAH3&pvtechchoice=crystSi&mountingplace=free&usehorizon=1
5 | 120 | 7 | 181.69 | 5.86 | https://re.jrc.ec.europa.eu/api/v5_3/PVcalc?lat=30.0444&lon=31.2357&peakpower=1&loss=14&angle=5&aspect=-60&outputformat=json&raddatabase=PVGIS-SARAH3&pvtechchoice=crystSi&mountingplace=free&usehorizon=1
5 | 120 | 8 | 170.45 | 5.5 | https://re.jrc.ec.europa.eu/api/v5_3/PVcalc?lat=30.0444&lon=31.2357&peakpower=1&loss=14&angle=5&aspect=-60&outputformat=json&raddatabase=PVGIS-SARAH3&pvtechchoice=crystSi&mountingplace=free&usehorizon=1
5 | 120 | 9 | 147.37 | 4.91 | https://re.jrc.ec.europa.eu/api/v5_3/PVcalc?lat=30.0444&lon=31.2357&peakpower=1&loss=14&angle=5&aspect=-60&outputformat=json&raddatabase=PVGIS-SARAH3&pvtechchoice=crystSi&mountingplace=free&usehorizon=1
5 | 120 | 10 | 125.79 | 4.06 | https://re.jrc.ec.europa.eu/api/v5_3/PVcalc?lat=30.0444&lon=31.2357&peakpower=1&loss=14&angle=5&aspect=-60&outputformat=json&raddatabase=PVGIS-SARAH3&pvtechchoice=crystSi&mountingplace=free&usehorizon=1
5 | 120 | 11 | 99.07 | 3.3 | https://re.jrc.ec.europa.eu/api/v5_3/PVcalc?lat=30.0444&lon=31.2357&peakpower=1&loss=14&angle=5&aspect=-60&outputformat=json&raddatabase=PVGIS-SARAH3&pvtechchoice=crystSi&mountingplace=free&usehorizon=1
5 | 120 | 12 | 89 | 2.87 | https://re.jrc.ec.europa.eu/api/v5_3/PVcalc?lat=30.0444&lon=31.2357&peakpower=1&loss=14&angle=5&aspect=-60&outputformat=json&raddatabase=PVGIS-SARAH3&pvtechchoice=crystSi&mountingplace=free&usehorizon=1
5 | 135 | 1 | 95.39 | 3.08 | https://re.jrc.ec.europa.eu/api/v5_3/PVcalc?lat=30.0444&lon=31.2357&peakpower=1&loss=14&angle=5&aspect=-45&outputformat=json&raddatabase=PVGIS-SARAH3&pvtechchoice=crystSi&mountingplace=free&usehorizon=1
5 | 135 | 2 | 104 | 3.71 | https://re.jrc.ec.europa.eu/api/v5_3/PVcalc?lat=30.0444&lon=31.2357&peakpower=1&loss=14&angle=5&aspect=-45&outputformat=json&raddatabase=PVGIS-SARAH3&pvtechchoice=crystSi&mountingplace=free&usehorizon=1
5 | 135 | 3 | 143.51 | 4.63 | https://re.jrc.ec.europa.eu/api/v5_3/PVcalc?lat=30.0444&lon=31.2357&peakpower=1&loss=14&angle=5&aspect=-45&outputformat=json&raddatabase=PVGIS-SARAH3&pvtechchoice=crystSi&mountingplace=free&usehorizon=1
5 | 135 | 4 | 159.47 | 5.32 | https://re.jrc.ec.europa.eu/api/v5_3/PVcalc?lat=30.0444&lon=31.2357&peakpower=1&loss=14&angle=5&aspect=-45&outputformat=json&raddatabase=PVGIS-SARAH3&pvtechchoice=crystSi&mountingplace=free&usehorizon=1
5 | 135 | 5 | 175.75 | 5.67 | https://re.jrc.ec.europa.eu/api/v5_3/PVcalc?lat=30.0444&lon=31.2357&peakpower=1&loss=14&angle=5&aspect=-45&outputformat=json&raddatabase=PVGIS-SARAH3&pvtechchoice=crystSi&mountingplace=free&usehorizon=1
5 | 135 | 6 | 179.2 | 5.97 | https://re.jrc.ec.europa.eu/api/v5_3/PVcalc?lat=30.0444&lon=31.2357&peakpower=1&loss=14&angle=5&aspect=-45&outputformat=json&raddatabase=PVGIS-SARAH3&pvtechchoice=crystSi&mountingplace=free&usehorizon=1
5 | 135 | 7 | 181.88 | 5.87 | https://re.jrc.ec.europa.eu/api/v5_3/PVcalc?lat=30.0444&lon=31.2357&peakpower=1&loss=14&angle=5&aspect=-45&outputformat=json&raddatabase=PVGIS-SARAH3&pvtechchoice=crystSi&mountingplace=free&usehorizon=1
5 | 135 | 8 | 171.08 | 5.52 | https://re.jrc.ec.europa.eu/api/v5_3/PVcalc?lat=30.0444&lon=31.2357&peakpower=1&loss=14&angle=5&aspect=-45&outputformat=json&raddatabase=PVGIS-SARAH3&pvtechchoice=crystSi&mountingplace=free&usehorizon=1
5 | 135 | 9 | 148.6 | 4.95 | https://re.jrc.ec.europa.eu/api/v5_3/PVcalc?lat=30.0444&lon=31.2357&peakpower=1&loss=14&angle=5&aspect=-45&outputformat=json&raddatabase=PVGIS-SARAH3&pvtechchoice=crystSi&mountingplace=free&usehorizon=1
5 | 135 | 10 | 127.45 | 4.11 | https://re.jrc.ec.europa.eu/api/v5_3/PVcalc?lat=30.0444&lon=31.2357&peakpower=1&loss=14&angle=5&aspect=-45&outputformat=json&raddatabase=PVGIS-SARAH3&pvtechchoice=crystSi&mountingplace=free&usehorizon=1
5 | 135 | 11 | 100.99 | 3.37 | https://re.jrc.ec.europa.eu/api/v5_3/PVcalc?lat=30.0444&lon=31.2357&peakpower=1&loss=14&angle=5&aspect=-45&outputformat=json&raddatabase=PVGIS-SARAH3&pvtechchoice=crystSi&mountingplace=free&usehorizon=1
5 | 135 | 12 | 91 | 2.94 | https://re.jrc.ec.europa.eu/api/v5_3/PVcalc?lat=30.0444&lon=31.2357&peakpower=1&loss=14&angle=5&aspect=-45&outputformat=json&raddatabase=PVGIS-SARAH3&pvtechchoice=crystSi&mountingplace=free&usehorizon=1
5 | 150 | 1 | 96.81 | 3.12 | https://re.jrc.ec.europa.eu/api/v5_3/PVcalc?lat=30.0444&lon=31.2357&peakpower=1&loss=14&angle=5&aspect=-30&outputformat=json&raddatabase=PVGIS-SARAH3&pvtechchoice=crystSi&mountingplace=free&usehorizon=1
5 | 150 | 2 | 105.06 | 3.75 | https://re.jrc.ec.europa.eu/api/v5_3/PVcalc?lat=30.0444&lon=31.2357&peakpower=1&loss=14&angle=5&aspect=-30&outputformat=json&raddatabase=PVGIS-SARAH3&pvtechchoice=crystSi&mountingplace=free&usehorizon=1
5 | 150 | 3 | 144.58 | 4.66 | https://re.jrc.ec.europa.eu/api/v5_3/PVcalc?lat=30.0444&lon=31.2357&peakpower=1&loss=14&angle=5&aspect=-30&outputformat=json&raddatabase=PVGIS-SARAH3&pvtechchoice=crystSi&mountingplace=free&usehorizon=1
5 | 150 | 4 | 160.11 | 5.34 | https://re.jrc.ec.europa.eu/api/v5_3/PVcalc?lat=30.0444&lon=31.2357&peakpower=1&loss=14&angle=5&aspect=-30&outputformat=json&raddatabase=PVGIS-SARAH3&pvtechchoice=crystSi&mountingplace=free&usehorizon=1
5 | 150 | 5 | 175.95 | 5.68 | https://re.jrc.ec.europa.eu/api/v5_3/PVcalc?lat=30.0444&lon=31.2357&peakpower=1&loss=14&angle=5&aspect=-30&outputformat=json&raddatabase=PVGIS-SARAH3&pvtechchoice=crystSi&mountingplace=free&usehorizon=1
5 | 150 | 6 | 179.27 | 5.98 | https://re.jrc.ec.europa.eu/api/v5_3/PVcalc?lat=30.0444&lon=31.2357&peakpower=1&loss=14&angle=5&aspect=-30&outputformat=json&raddatabase=PVGIS-SARAH3&pvtechchoice=crystSi&mountingplace=free&usehorizon=1
5 | 150 | 7 | 182.14 | 5.88 | https://re.jrc.ec.europa.eu/api/v5_3/PVcalc?lat=30.0444&lon=31.2357&peakpower=1&loss=14&angle=5&aspect=-30&outputformat=json&raddatabase=PVGIS-SARAH3&pvtechchoice=crystSi&mountingplace=free&usehorizon=1
5 | 150 | 8 | 171.64 | 5.54 | https://re.jrc.ec.europa.eu/api/v5_3/PVcalc?lat=30.0444&lon=31.2357&peakpower=1&loss=14&angle=5&aspect=-30&outputformat=json&raddatabase=PVGIS-SARAH3&pvtechchoice=crystSi&mountingplace=free&usehorizon=1
5 | 150 | 9 | 149.64 | 4.99 | https://re.jrc.ec.europa.eu/api/v5_3/PVcalc?lat=30.0444&lon=31.2357&peakpower=1&loss=14&angle=5&aspect=-30&outputformat=json&raddatabase=PVGIS-SARAH3&pvtechchoice=crystSi&mountingplace=free&usehorizon=1
5 | 150 | 10 | 128.75 | 4.15 | https://re.jrc.ec.europa.eu/api/v5_3/PVcalc?lat=30.0444&lon=31.2357&peakpower=1&loss=14&angle=5&aspect=-30&outputformat=json&raddatabase=PVGIS-SARAH3&pvtechchoice=crystSi&mountingplace=free&usehorizon=1
5 | 150 | 11 | 102.45 | 3.41 | https://re.jrc.ec.europa.eu/api/v5_3/PVcalc?lat=30.0444&lon=31.2357&peakpower=1&loss=14&angle=5&aspect=-30&outputformat=json&raddatabase=PVGIS-SARAH3&pvtechchoice=crystSi&mountingplace=free&usehorizon=1
5 | 150 | 12 | 92.52 | 2.98 | https://re.jrc.ec.europa.eu/api/v5_3/PVcalc?lat=30.0444&lon=31.2357&peakpower=1&loss=14&angle=5&aspect=-30&outputformat=json&raddatabase=PVGIS-SARAH3&pvtechchoice=crystSi&mountingplace=free&usehorizon=1
5 | 165 | 1 | 97.68 | 3.15 | https://re.jrc.ec.europa.eu/api/v5_3/PVcalc?lat=30.0444&lon=31.2357&peakpower=1&loss=14&angle=5&aspect=-15&outputformat=json&raddatabase=PVGIS-SARAH3&pvtechchoice=crystSi&mountingplace=free&usehorizon=1
5 | 165 | 2 | 105.69 | 3.77 | https://re.jrc.ec.europa.eu/api/v5_3/PVcalc?lat=30.0444&lon=31.2357&peakpower=1&loss=14&angle=5&aspect=-15&outputformat=json&raddatabase=PVGIS-SARAH3&pvtechchoice=crystSi&mountingplace=free&usehorizon=1
5 | 165 | 3 | 145.29 | 4.69 | https://re.jrc.ec.europa.eu/api/v5_3/PVcalc?lat=30.0444&lon=31.2357&peakpower=1&loss=14&angle=5&aspect=-15&outputformat=json&raddatabase=PVGIS-SARAH3&pvtechchoice=crystSi&mountingplace=free&usehorizon=1
5 | 165 | 4 | 160.58 | 5.35 | https://re.jrc.ec.europa.eu/api/v5_3/PVcalc?lat=30.0444&lon=31.2357&peakpower=1&loss=14&angle=5&aspect=-15&outputformat=json&raddatabase=PVGIS-SARAH3&pvtechchoice=crystSi&mountingplace=free&usehorizon=1
5 | 165 | 5 | 176.13 | 5.68 | https://re.jrc.ec.europa.eu/api/v5_3/PVcalc?lat=30.0444&lon=31.2357&peakpower=1&loss=14&angle=5&aspect=-15&outputformat=json&raddatabase=PVGIS-SARAH3&pvtechchoice=crystSi&mountingplace=free&usehorizon=1
5 | 165 | 6 | 179.42 | 5.98 | https://re.jrc.ec.europa.eu/api/v5_3/PVcalc?lat=30.0444&lon=31.2357&peakpower=1&loss=14&angle=5&aspect=-15&outputformat=json&raddatabase=PVGIS-SARAH3&pvtechchoice=crystSi&mountingplace=free&usehorizon=1
5 | 165 | 7 | 182.45 | 5.89 | https://re.jrc.ec.europa.eu/api/v5_3/PVcalc?lat=30.0444&lon=31.2357&peakpower=1&loss=14&angle=5&aspect=-15&outputformat=json&raddatabase=PVGIS-SARAH3&pvtechchoice=crystSi&mountingplace=free&usehorizon=1
5 | 165 | 8 | 172.12 | 5.55 | https://re.jrc.ec.europa.eu/api/v5_3/PVcalc?lat=30.0444&lon=31.2357&peakpower=1&loss=14&angle=5&aspect=-15&outputformat=json&raddatabase=PVGIS-SARAH3&pvtechchoice=crystSi&mountingplace=free&usehorizon=1
5 | 165 | 9 | 150.4 | 5.01 | https://re.jrc.ec.europa.eu/api/v5_3/PVcalc?lat=30.0444&lon=31.2357&peakpower=1&loss=14&angle=5&aspect=-15&outputformat=json&raddatabase=PVGIS-SARAH3&pvtechchoice=crystSi&mountingplace=free&usehorizon=1
5 | 165 | 10 | 129.6 | 4.18 | https://re.jrc.ec.europa.eu/api/v5_3/PVcalc?lat=30.0444&lon=31.2357&peakpower=1&loss=14&angle=5&aspect=-15&outputformat=json&raddatabase=PVGIS-SARAH3&pvtechchoice=crystSi&mountingplace=free&usehorizon=1
5 | 165 | 11 | 103.35 | 3.44 | https://re.jrc.ec.europa.eu/api/v5_3/PVcalc?lat=30.0444&lon=31.2357&peakpower=1&loss=14&angle=5&aspect=-15&outputformat=json&raddatabase=PVGIS-SARAH3&pvtechchoice=crystSi&mountingplace=free&usehorizon=1
5 | 165 | 12 | 93.44 | 3.01 | https://re.jrc.ec.europa.eu/api/v5_3/PVcalc?lat=30.0444&lon=31.2357&peakpower=1&loss=14&angle=5&aspect=-15&outputformat=json&raddatabase=PVGIS-SARAH3&pvtechchoice=crystSi&mountingplace=free&usehorizon=1
5 | 180 | 1 | 97.93 | 3.16 | https://re.jrc.ec.europa.eu/api/v5_3/PVcalc?lat=30.0444&lon=31.2357&peakpower=1&loss=14&angle=5&aspect=0&outputformat=json&raddatabase=PVGIS-SARAH3&pvtechchoice=crystSi&mountingplace=free&usehorizon=1
5 | 180 | 2 | 105.85 | 3.78 | https://re.jrc.ec.europa.eu/api/v5_3/PVcalc?lat=30.0444&lon=31.2357&peakpower=1&loss=14&angle=5&aspect=0&outputformat=json&raddatabase=PVGIS-SARAH3&pvtechchoice=crystSi&mountingplace=free&usehorizon=1
5 | 180 | 3 | 145.62 | 4.7 | https://re.jrc.ec.europa.eu/api/v5_3/PVcalc?lat=30.0444&lon=31.2357&peakpower=1&loss=14&angle=5&aspect=0&outputformat=json&raddatabase=PVGIS-SARAH3&pvtechchoice=crystSi&mountingplace=free&usehorizon=1
5 | 180 | 4 | 160.85 | 5.36 | https://re.jrc.ec.europa.eu/api/v5_3/PVcalc?lat=30.0444&lon=31.2357&peakpower=1&loss=14&angle=5&aspect=0&outputformat=json&raddatabase=PVGIS-SARAH3&pvtechchoice=crystSi&mountingplace=free&usehorizon=1
5 | 180 | 5 | 176.27 | 5.69 | https://re.jrc.ec.europa.eu/api/v5_3/PVcalc?lat=30.0444&lon=31.2357&peakpower=1&loss=14&angle=5&aspect=0&outputformat=json&raddatabase=PVGIS-SARAH3&pvtechchoice=crystSi&mountingplace=free&usehorizon=1
5 | 180 | 6 | 179.64 | 5.99 | https://re.jrc.ec.europa.eu/api/v5_3/PVcalc?lat=30.0444&lon=31.2357&peakpower=1&loss=14&angle=5&aspect=0&outputformat=json&raddatabase=PVGIS-SARAH3&pvtechchoice=crystSi&mountingplace=free&usehorizon=1
5 | 180 | 7 | 182.79 | 5.9 | https://re.jrc.ec.europa.eu/api/v5_3/PVcalc?lat=30.0444&lon=31.2357&peakpower=1&loss=14&angle=5&aspect=0&outputformat=json&raddatabase=PVGIS-SARAH3&pvtechchoice=crystSi&mountingplace=free&usehorizon=1
5 | 180 | 8 | 172.48 | 5.56 | https://re.jrc.ec.europa.eu/api/v5_3/PVcalc?lat=30.0444&lon=31.2357&peakpower=1&loss=14&angle=5&aspect=0&outputformat=json&raddatabase=PVGIS-SARAH3&pvtechchoice=crystSi&mountingplace=free&usehorizon=1
5 | 180 | 9 | 150.84 | 5.03 | https://re.jrc.ec.europa.eu/api/v5_3/PVcalc?lat=30.0444&lon=31.2357&peakpower=1&loss=14&angle=5&aspect=0&outputformat=json&raddatabase=PVGIS-SARAH3&pvtechchoice=crystSi&mountingplace=free&usehorizon=1
5 | 180 | 10 | 129.93 | 4.19 | https://re.jrc.ec.europa.eu/api/v5_3/PVcalc?lat=30.0444&lon=31.2357&peakpower=1&loss=14&angle=5&aspect=0&outputformat=json&raddatabase=PVGIS-SARAH3&pvtechchoice=crystSi&mountingplace=free&usehorizon=1
5 | 180 | 11 | 103.64 | 3.45 | https://re.jrc.ec.europa.eu/api/v5_3/PVcalc?lat=30.0444&lon=31.2357&peakpower=1&loss=14&angle=5&aspect=0&outputformat=json&raddatabase=PVGIS-SARAH3&pvtechchoice=crystSi&mountingplace=free&usehorizon=1
5 | 180 | 12 | 93.72 | 3.02 | https://re.jrc.ec.europa.eu/api/v5_3/PVcalc?lat=30.0444&lon=31.2357&peakpower=1&loss=14&angle=5&aspect=0&outputformat=json&raddatabase=PVGIS-SARAH3&pvtechchoice=crystSi&mountingplace=free&usehorizon=1
5 | 195 | 1 | 97.55 | 3.15 | https://re.jrc.ec.europa.eu/api/v5_3/PVcalc?lat=30.0444&lon=31.2357&peakpower=1&loss=14&angle=5&aspect=15&outputformat=json&raddatabase=PVGIS-SARAH3&pvtechchoice=crystSi&mountingplace=free&usehorizon=1
5 | 195 | 2 | 105.52 | 3.77 | https://re.jrc.ec.europa.eu/api/v5_3/PVcalc?lat=30.0444&lon=31.2357&peakpower=1&loss=14&angle=5&aspect=15&outputformat=json&raddatabase=PVGIS-SARAH3&pvtechchoice=crystSi&mountingplace=free&usehorizon=1
5 | 195 | 3 | 145.52 | 4.69 | https://re.jrc.ec.europa.eu/api/v5_3/PVcalc?lat=30.0444&lon=31.2357&peakpower=1&loss=14&angle=5&aspect=15&outputformat=json&raddatabase=PVGIS-SARAH3&pvtechchoice=crystSi&mountingplace=free&usehorizon=1
5 | 195 | 4 | 160.89 | 5.36 | https://re.jrc.ec.europa.eu/api/v5_3/PVcalc?lat=30.0444&lon=31.2357&peakpower=1&loss=14&angle=5&aspect=15&outputformat=json&raddatabase=PVGIS-SARAH3&pvtechchoice=crystSi&mountingplace=free&usehorizon=1
5 | 195 | 5 | 176.37 | 5.69 | https://re.jrc.ec.europa.eu/api/v5_3/PVcalc?lat=30.0444&lon=31.2357&peakpower=1&loss=14&angle=5&aspect=15&outputformat=json&raddatabase=PVGIS-SARAH3&pvtechchoice=crystSi&mountingplace=free&usehorizon=1
5 | 195 | 6 | 179.91 | 6 | https://re.jrc.ec.europa.eu/api/v5_3/PVcalc?lat=30.0444&lon=31.2357&peakpower=1&loss=14&angle=5&aspect=15&outputformat=json&raddatabase=PVGIS-SARAH3&pvtechchoice=crystSi&mountingplace=free&usehorizon=1
5 | 195 | 7 | 183.15 | 5.91 | https://re.jrc.ec.europa.eu/api/v5_3/PVcalc?lat=30.0444&lon=31.2357&peakpower=1&loss=14&angle=5&aspect=15&outputformat=json&raddatabase=PVGIS-SARAH3&pvtechchoice=crystSi&mountingplace=free&usehorizon=1
5 | 195 | 8 | 172.69 | 5.57 | https://re.jrc.ec.europa.eu/api/v5_3/PVcalc?lat=30.0444&lon=31.2357&peakpower=1&loss=14&angle=5&aspect=15&outputformat=json&raddatabase=PVGIS-SARAH3&pvtechchoice=crystSi&mountingplace=free&usehorizon=1
5 | 195 | 9 | 150.92 | 5.03 | https://re.jrc.ec.europa.eu/api/v5_3/PVcalc?lat=30.0444&lon=31.2357&peakpower=1&loss=14&angle=5&aspect=15&outputformat=json&raddatabase=PVGIS-SARAH3&pvtechchoice=crystSi&mountingplace=free&usehorizon=1
5 | 195 | 10 | 129.71 | 4.18 | https://re.jrc.ec.europa.eu/api/v5_3/PVcalc?lat=30.0444&lon=31.2357&peakpower=1&loss=14&angle=5&aspect=15&outputformat=json&raddatabase=PVGIS-SARAH3&pvtechchoice=crystSi&mountingplace=free&usehorizon=1
5 | 195 | 11 | 103.29 | 3.44 | https://re.jrc.ec.europa.eu/api/v5_3/PVcalc?lat=30.0444&lon=31.2357&peakpower=1&loss=14&angle=5&aspect=15&outputformat=json&raddatabase=PVGIS-SARAH3&pvtechchoice=crystSi&mountingplace=free&usehorizon=1
5 | 195 | 12 | 93.32 | 3.01 | https://re.jrc.ec.europa.eu/api/v5_3/PVcalc?lat=30.0444&lon=31.2357&peakpower=1&loss=14&angle=5&aspect=15&outputformat=json&raddatabase=PVGIS-SARAH3&pvtechchoice=crystSi&mountingplace=free&usehorizon=1
5 | 210 | 1 | 96.56 | 3.11 | https://re.jrc.ec.europa.eu/api/v5_3/PVcalc?lat=30.0444&lon=31.2357&peakpower=1&loss=14&angle=5&aspect=30&outputformat=json&raddatabase=PVGIS-SARAH3&pvtechchoice=crystSi&mountingplace=free&usehorizon=1
5 | 210 | 2 | 104.74 | 3.74 | https://re.jrc.ec.europa.eu/api/v5_3/PVcalc?lat=30.0444&lon=31.2357&peakpower=1&loss=14&angle=5&aspect=30&outputformat=json&raddatabase=PVGIS-SARAH3&pvtechchoice=crystSi&mountingplace=free&usehorizon=1
5 | 210 | 3 | 145 | 4.68 | https://re.jrc.ec.europa.eu/api/v5_3/PVcalc?lat=30.0444&lon=31.2357&peakpower=1&loss=14&angle=5&aspect=30&outputformat=json&raddatabase=PVGIS-SARAH3&pvtechchoice=crystSi&mountingplace=free&usehorizon=1
5 | 210 | 4 | 160.71 | 5.36 | https://re.jrc.ec.europa.eu/api/v5_3/PVcalc?lat=30.0444&lon=31.2357&peakpower=1&loss=14&angle=5&aspect=30&outputformat=json&raddatabase=PVGIS-SARAH3&pvtechchoice=crystSi&mountingplace=free&usehorizon=1
5 | 210 | 5 | 176.42 | 5.69 | https://re.jrc.ec.europa.eu/api/v5_3/PVcalc?lat=30.0444&lon=31.2357&peakpower=1&loss=14&angle=5&aspect=30&outputformat=json&raddatabase=PVGIS-SARAH3&pvtechchoice=crystSi&mountingplace=free&usehorizon=1
5 | 210 | 6 | 180.23 | 6.01 | https://re.jrc.ec.europa.eu/api/v5_3/PVcalc?lat=30.0444&lon=31.2357&peakpower=1&loss=14&angle=5&aspect=30&outputformat=json&raddatabase=PVGIS-SARAH3&pvtechchoice=crystSi&mountingplace=free&usehorizon=1
5 | 210 | 7 | 183.5 | 5.92 | https://re.jrc.ec.europa.eu/api/v5_3/PVcalc?lat=30.0444&lon=31.2357&peakpower=1&loss=14&angle=5&aspect=30&outputformat=json&raddatabase=PVGIS-SARAH3&pvtechchoice=crystSi&mountingplace=free&usehorizon=1
5 | 210 | 8 | 172.73 | 5.57 | https://re.jrc.ec.europa.eu/api/v5_3/PVcalc?lat=30.0444&lon=31.2357&peakpower=1&loss=14&angle=5&aspect=30&outputformat=json&raddatabase=PVGIS-SARAH3&pvtechchoice=crystSi&mountingplace=free&usehorizon=1
5 | 210 | 9 | 150.63 | 5.02 | https://re.jrc.ec.europa.eu/api/v5_3/PVcalc?lat=30.0444&lon=31.2357&peakpower=1&loss=14&angle=5&aspect=30&outputformat=json&raddatabase=PVGIS-SARAH3&pvtechchoice=crystSi&mountingplace=free&usehorizon=1
5 | 210 | 10 | 128.97 | 4.16 | https://re.jrc.ec.europa.eu/api/v5_3/PVcalc?lat=30.0444&lon=31.2357&peakpower=1&loss=14&angle=5&aspect=30&outputformat=json&raddatabase=PVGIS-SARAH3&pvtechchoice=crystSi&mountingplace=free&usehorizon=1
5 | 210 | 11 | 102.33 | 3.41 | https://re.jrc.ec.europa.eu/api/v5_3/PVcalc?lat=30.0444&lon=31.2357&peakpower=1&loss=14&angle=5&aspect=30&outputformat=json&raddatabase=PVGIS-SARAH3&pvtechchoice=crystSi&mountingplace=free&usehorizon=1
5 | 210 | 12 | 92.27 | 2.98 | https://re.jrc.ec.europa.eu/api/v5_3/PVcalc?lat=30.0444&lon=31.2357&peakpower=1&loss=14&angle=5&aspect=30&outputformat=json&raddatabase=PVGIS-SARAH3&pvtechchoice=crystSi&mountingplace=free&usehorizon=1
5 | 225 | 1 | 95.03 | 3.07 | https://re.jrc.ec.europa.eu/api/v5_3/PVcalc?lat=30.0444&lon=31.2357&peakpower=1&loss=14&angle=5&aspect=45&outputformat=json&raddatabase=PVGIS-SARAH3&pvtechchoice=crystSi&mountingplace=free&usehorizon=1
5 | 225 | 2 | 103.55 | 3.7 | https://re.jrc.ec.europa.eu/api/v5_3/PVcalc?lat=30.0444&lon=31.2357&peakpower=1&loss=14&angle=5&aspect=45&outputformat=json&raddatabase=PVGIS-SARAH3&pvtechchoice=crystSi&mountingplace=free&usehorizon=1
5 | 225 | 3 | 144.11 | 4.65 | https://re.jrc.ec.europa.eu/api/v5_3/PVcalc?lat=30.0444&lon=31.2357&peakpower=1&loss=14&angle=5&aspect=45&outputformat=json&raddatabase=PVGIS-SARAH3&pvtechchoice=crystSi&mountingplace=free&usehorizon=1
5 | 225 | 4 | 160.32 | 5.34 | https://re.jrc.ec.europa.eu/api/v5_3/PVcalc?lat=30.0444&lon=31.2357&peakpower=1&loss=14&angle=5&aspect=45&outputformat=json&raddatabase=PVGIS-SARAH3&pvtechchoice=crystSi&mountingplace=free&usehorizon=1
5 | 225 | 5 | 176.42 | 5.69 | https://re.jrc.ec.europa.eu/api/v5_3/PVcalc?lat=30.0444&lon=31.2357&peakpower=1&loss=14&angle=5&aspect=45&outputformat=json&raddatabase=PVGIS-SARAH3&pvtechchoice=crystSi&mountingplace=free&usehorizon=1
5 | 225 | 6 | 180.56 | 6.02 | https://re.jrc.ec.europa.eu/api/v5_3/PVcalc?lat=30.0444&lon=31.2357&peakpower=1&loss=14&angle=5&aspect=45&outputformat=json&raddatabase=PVGIS-SARAH3&pvtechchoice=crystSi&mountingplace=free&usehorizon=1
5 | 225 | 7 | 183.82 | 5.93 | https://re.jrc.ec.europa.eu/api/v5_3/PVcalc?lat=30.0444&lon=31.2357&peakpower=1&loss=14&angle=5&aspect=45&outputformat=json&raddatabase=PVGIS-SARAH3&pvtechchoice=crystSi&mountingplace=free&usehorizon=1
5 | 225 | 8 | 172.6 | 5.57 | https://re.jrc.ec.europa.eu/api/v5_3/PVcalc?lat=30.0444&lon=31.2357&peakpower=1&loss=14&angle=5&aspect=45&outputformat=json&raddatabase=PVGIS-SARAH3&pvtechchoice=crystSi&mountingplace=free&usehorizon=1
5 | 225 | 9 | 150 | 5 | https://re.jrc.ec.europa.eu/api/v5_3/PVcalc?lat=30.0444&lon=31.2357&peakpower=1&loss=14&angle=5&aspect=45&outputformat=json&raddatabase=PVGIS-SARAH3&pvtechchoice=crystSi&mountingplace=free&usehorizon=1
5 | 225 | 10 | 127.75 | 4.12 | https://re.jrc.ec.europa.eu/api/v5_3/PVcalc?lat=30.0444&lon=31.2357&peakpower=1&loss=14&angle=5&aspect=45&outputformat=json&raddatabase=PVGIS-SARAH3&pvtechchoice=crystSi&mountingplace=free&usehorizon=1
5 | 225 | 11 | 100.82 | 3.36 | https://re.jrc.ec.europa.eu/api/v5_3/PVcalc?lat=30.0444&lon=31.2357&peakpower=1&loss=14&angle=5&aspect=45&outputformat=json&raddatabase=PVGIS-SARAH3&pvtechchoice=crystSi&mountingplace=free&usehorizon=1
5 | 225 | 12 | 90.66 | 2.92 | https://re.jrc.ec.europa.eu/api/v5_3/PVcalc?lat=30.0444&lon=31.2357&peakpower=1&loss=14&angle=5&aspect=45&outputformat=json&raddatabase=PVGIS-SARAH3&pvtechchoice=crystSi&mountingplace=free&usehorizon=1
5 | 240 | 1 | 93.05 | 3 | https://re.jrc.ec.europa.eu/api/v5_3/PVcalc?lat=30.0444&lon=31.2357&peakpower=1&loss=14&angle=5&aspect=60&outputformat=json&raddatabase=PVGIS-SARAH3&pvtechchoice=crystSi&mountingplace=free&usehorizon=1
5 | 240 | 2 | 102.03 | 3.64 | https://re.jrc.ec.europa.eu/api/v5_3/PVcalc?lat=30.0444&lon=31.2357&peakpower=1&loss=14&angle=5&aspect=60&outputformat=json&raddatabase=PVGIS-SARAH3&pvtechchoice=crystSi&mountingplace=free&usehorizon=1
5 | 240 | 3 | 142.89 | 4.61 | https://re.jrc.ec.europa.eu/api/v5_3/PVcalc?lat=30.0444&lon=31.2357&peakpower=1&loss=14&angle=5&aspect=60&outputformat=json&raddatabase=PVGIS-SARAH3&pvtechchoice=crystSi&mountingplace=free&usehorizon=1
5 | 240 | 4 | 159.75 | 5.32 | https://re.jrc.ec.europa.eu/api/v5_3/PVcalc?lat=30.0444&lon=31.2357&peakpower=1&loss=14&angle=5&aspect=60&outputformat=json&raddatabase=PVGIS-SARAH3&pvtechchoice=crystSi&mountingplace=free&usehorizon=1
5 | 240 | 5 | 176.37 | 5.69 | https://re.jrc.ec.europa.eu/api/v5_3/PVcalc?lat=30.0444&lon=31.2357&peakpower=1&loss=14&angle=5&aspect=60&outputformat=json&raddatabase=PVGIS-SARAH3&pvtechchoice=crystSi&mountingplace=free&usehorizon=1
5 | 240 | 6 | 180.89 | 6.03 | https://re.jrc.ec.europa.eu/api/v5_3/PVcalc?lat=30.0444&lon=31.2357&peakpower=1&loss=14&angle=5&aspect=60&outputformat=json&raddatabase=PVGIS-SARAH3&pvtechchoice=crystSi&mountingplace=free&usehorizon=1
5 | 240 | 7 | 184.08 | 5.94 | https://re.jrc.ec.europa.eu/api/v5_3/PVcalc?lat=30.0444&lon=31.2357&peakpower=1&loss=14&angle=5&aspect=60&outputformat=json&raddatabase=PVGIS-SARAH3&pvtechchoice=crystSi&mountingplace=free&usehorizon=1
5 | 240 | 8 | 172.31 | 5.56 | https://re.jrc.ec.europa.eu/api/v5_3/PVcalc?lat=30.0444&lon=31.2357&peakpower=1&loss=14&angle=5&aspect=60&outputformat=json&raddatabase=PVGIS-SARAH3&pvtechchoice=crystSi&mountingplace=free&usehorizon=1
5 | 240 | 9 | 149.06 | 4.97 | https://re.jrc.ec.europa.eu/api/v5_3/PVcalc?lat=30.0444&lon=31.2357&peakpower=1&loss=14&angle=5&aspect=60&outputformat=json&raddatabase=PVGIS-SARAH3&pvtechchoice=crystSi&mountingplace=free&usehorizon=1
5 | 240 | 10 | 126.13 | 4.07 | https://re.jrc.ec.europa.eu/api/v5_3/PVcalc?lat=30.0444&lon=31.2357&peakpower=1&loss=14&angle=5&aspect=60&outputformat=json&raddatabase=PVGIS-SARAH3&pvtechchoice=crystSi&mountingplace=free&usehorizon=1
5 | 240 | 11 | 98.86 | 3.3 | https://re.jrc.ec.europa.eu/api/v5_3/PVcalc?lat=30.0444&lon=31.2357&peakpower=1&loss=14&angle=5&aspect=60&outputformat=json&raddatabase=PVGIS-SARAH3&pvtechchoice=crystSi&mountingplace=free&usehorizon=1
5 | 240 | 12 | 88.57 | 2.86 | https://re.jrc.ec.europa.eu/api/v5_3/PVcalc?lat=30.0444&lon=31.2357&peakpower=1&loss=14&angle=5&aspect=60&outputformat=json&raddatabase=PVGIS-SARAH3&pvtechchoice=crystSi&mountingplace=free&usehorizon=1
5 | 255 | 1 | 90.79 | 2.93 | https://re.jrc.ec.europa.eu/api/v5_3/PVcalc?lat=30.0444&lon=31.2357&peakpower=1&loss=14&angle=5&aspect=75&outputformat=json&raddatabase=PVGIS-SARAH3&pvtechchoice=crystSi&mountingplace=free&usehorizon=1
5 | 255 | 2 | 100.27 | 3.58 | https://re.jrc.ec.europa.eu/api/v5_3/PVcalc?lat=30.0444&lon=31.2357&peakpower=1&loss=14&angle=5&aspect=75&outputformat=json&raddatabase=PVGIS-SARAH3&pvtechchoice=crystSi&mountingplace=free&usehorizon=1
5 | 255 | 3 | 141.44 | 4.56 | https://re.jrc.ec.europa.eu/api/v5_3/PVcalc?lat=30.0444&lon=31.2357&peakpower=1&loss=14&angle=5&aspect=75&outputformat=json&raddatabase=PVGIS-SARAH3&pvtechchoice=crystSi&mountingplace=free&usehorizon=1
5 | 255 | 4 | 159.03 | 5.3 | https://re.jrc.ec.europa.eu/api/v5_3/PVcalc?lat=30.0444&lon=31.2357&peakpower=1&loss=14&angle=5&aspect=75&outputformat=json&raddatabase=PVGIS-SARAH3&pvtechchoice=crystSi&mountingplace=free&usehorizon=1
5 | 255 | 5 | 176.27 | 5.69 | https://re.jrc.ec.europa.eu/api/v5_3/PVcalc?lat=30.0444&lon=31.2357&peakpower=1&loss=14&angle=5&aspect=75&outputformat=json&raddatabase=PVGIS-SARAH3&pvtechchoice=crystSi&mountingplace=free&usehorizon=1
5 | 255 | 6 | 181.2 | 6.04 | https://re.jrc.ec.europa.eu/api/v5_3/PVcalc?lat=30.0444&lon=31.2357&peakpower=1&loss=14&angle=5&aspect=75&outputformat=json&raddatabase=PVGIS-SARAH3&pvtechchoice=crystSi&mountingplace=free&usehorizon=1
5 | 255 | 7 | 184.27 | 5.94 | https://re.jrc.ec.europa.eu/api/v5_3/PVcalc?lat=30.0444&lon=31.2357&peakpower=1&loss=14&angle=5&aspect=75&outputformat=json&raddatabase=PVGIS-SARAH3&pvtechchoice=crystSi&mountingplace=free&usehorizon=1
5 | 255 | 8 | 171.88 | 5.54 | https://re.jrc.ec.europa.eu/api/v5_3/PVcalc?lat=30.0444&lon=31.2357&peakpower=1&loss=14&angle=5&aspect=75&outputformat=json&raddatabase=PVGIS-SARAH3&pvtechchoice=crystSi&mountingplace=free&usehorizon=1
5 | 255 | 9 | 147.88 | 4.93 | https://re.jrc.ec.europa.eu/api/v5_3/PVcalc?lat=30.0444&lon=31.2357&peakpower=1&loss=14&angle=5&aspect=75&outputformat=json&raddatabase=PVGIS-SARAH3&pvtechchoice=crystSi&mountingplace=free&usehorizon=1
5 | 255 | 10 | 124.22 | 4.01 | https://re.jrc.ec.europa.eu/api/v5_3/PVcalc?lat=30.0444&lon=31.2357&peakpower=1&loss=14&angle=5&aspect=75&outputformat=json&raddatabase=PVGIS-SARAH3&pvtechchoice=crystSi&mountingplace=free&usehorizon=1
5 | 255 | 11 | 96.58 | 3.22 | https://re.jrc.ec.europa.eu/api/v5_3/PVcalc?lat=30.0444&lon=31.2357&peakpower=1&loss=14&angle=5&aspect=75&outputformat=json&raddatabase=PVGIS-SARAH3&pvtechchoice=crystSi&mountingplace=free&usehorizon=1
5 | 255 | 12 | 86.16 | 2.78 | https://re.jrc.ec.europa.eu/api/v5_3/PVcalc?lat=30.0444&lon=31.2357&peakpower=1&loss=14&angle=5&aspect=75&outputformat=json&raddatabase=PVGIS-SARAH3&pvtechchoice=crystSi&mountingplace=free&usehorizon=1
5 | 270 | 1 | 88.34 | 2.85 | https://re.jrc.ec.europa.eu/api/v5_3/PVcalc?lat=30.0444&lon=31.2357&peakpower=1&loss=14&angle=5&aspect=90&outputformat=json&raddatabase=PVGIS-SARAH3&pvtechchoice=crystSi&mountingplace=free&usehorizon=1
5 | 270 | 2 | 98.41 | 3.51 | https://re.jrc.ec.europa.eu/api/v5_3/PVcalc?lat=30.0444&lon=31.2357&peakpower=1&loss=14&angle=5&aspect=90&outputformat=json&raddatabase=PVGIS-SARAH3&pvtechchoice=crystSi&mountingplace=free&usehorizon=1
5 | 270 | 3 | 139.85 | 4.51 | https://re.jrc.ec.europa.eu/api/v5_3/PVcalc?lat=30.0444&lon=31.2357&peakpower=1&loss=14&angle=5&aspect=90&outputformat=json&raddatabase=PVGIS-SARAH3&pvtechchoice=crystSi&mountingplace=free&usehorizon=1
5 | 270 | 4 | 158.23 | 5.27 | https://re.jrc.ec.europa.eu/api/v5_3/PVcalc?lat=30.0444&lon=31.2357&peakpower=1&loss=14&angle=5&aspect=90&outputformat=json&raddatabase=PVGIS-SARAH3&pvtechchoice=crystSi&mountingplace=free&usehorizon=1
5 | 270 | 5 | 176.13 | 5.68 | https://re.jrc.ec.europa.eu/api/v5_3/PVcalc?lat=30.0444&lon=31.2357&peakpower=1&loss=14&angle=5&aspect=90&outputformat=json&raddatabase=PVGIS-SARAH3&pvtechchoice=crystSi&mountingplace=free&usehorizon=1
5 | 270 | 6 | 181.46 | 6.05 | https://re.jrc.ec.europa.eu/api/v5_3/PVcalc?lat=30.0444&lon=31.2357&peakpower=1&loss=14&angle=5&aspect=90&outputformat=json&raddatabase=PVGIS-SARAH3&pvtechchoice=crystSi&mountingplace=free&usehorizon=1
5 | 270 | 7 | 184.37 | 5.95 | https://re.jrc.ec.europa.eu/api/v5_3/PVcalc?lat=30.0444&lon=31.2357&peakpower=1&loss=14&angle=5&aspect=90&outputformat=json&raddatabase=PVGIS-SARAH3&pvtechchoice=crystSi&mountingplace=free&usehorizon=1
5 | 270 | 8 | 171.34 | 5.53 | https://re.jrc.ec.europa.eu/api/v5_3/PVcalc?lat=30.0444&lon=31.2357&peakpower=1&loss=14&angle=5&aspect=90&outputformat=json&raddatabase=PVGIS-SARAH3&pvtechchoice=crystSi&mountingplace=free&usehorizon=1
5 | 270 | 9 | 146.55 | 4.89 | https://re.jrc.ec.europa.eu/api/v5_3/PVcalc?lat=30.0444&lon=31.2357&peakpower=1&loss=14&angle=5&aspect=90&outputformat=json&raddatabase=PVGIS-SARAH3&pvtechchoice=crystSi&mountingplace=free&usehorizon=1
5 | 270 | 10 | 122.16 | 3.94 | https://re.jrc.ec.europa.eu/api/v5_3/PVcalc?lat=30.0444&lon=31.2357&peakpower=1&loss=14&angle=5&aspect=90&outputformat=json&raddatabase=PVGIS-SARAH3&pvtechchoice=crystSi&mountingplace=free&usehorizon=1
5 | 270 | 11 | 94.14 | 3.14 | https://re.jrc.ec.europa.eu/api/v5_3/PVcalc?lat=30.0444&lon=31.2357&peakpower=1&loss=14&angle=5&aspect=90&outputformat=json&raddatabase=PVGIS-SARAH3&pvtechchoice=crystSi&mountingplace=free&usehorizon=1
5 | 270 | 12 | 83.59 | 2.7 | https://re.jrc.ec.europa.eu/api/v5_3/PVcalc?lat=30.0444&lon=31.2357&peakpower=1&loss=14&angle=5&aspect=90&outputformat=json&raddatabase=PVGIS-SARAH3&pvtechchoice=crystSi&mountingplace=free&usehorizon=1
5 | 285 | 1 | 85.9 | 2.77 | https://re.jrc.ec.europa.eu/api/v5_3/PVcalc?lat=30.0444&lon=31.2357&peakpower=1&loss=14&angle=5&aspect=105&outputformat=json&raddatabase=PVGIS-SARAH3&pvtechchoice=crystSi&mountingplace=free&usehorizon=1
5 | 285 | 2 | 96.55 | 3.45 | https://re.jrc.ec.europa.eu/api/v5_3/PVcalc?lat=30.0444&lon=31.2357&peakpower=1&loss=14&angle=5&aspect=105&outputformat=json&raddatabase=PVGIS-SARAH3&pvtechchoice=crystSi&mountingplace=free&usehorizon=1
5 | 285 | 3 | 138.22 | 4.46 | https://re.jrc.ec.europa.eu/api/v5_3/PVcalc?lat=30.0444&lon=31.2357&peakpower=1&loss=14&angle=5&aspect=105&outputformat=json&raddatabase=PVGIS-SARAH3&pvtechchoice=crystSi&mountingplace=free&usehorizon=1
5 | 285 | 4 | 157.39 | 5.25 | https://re.jrc.ec.europa.eu/api/v5_3/PVcalc?lat=30.0444&lon=31.2357&peakpower=1&loss=14&angle=5&aspect=105&outputformat=json&raddatabase=PVGIS-SARAH3&pvtechchoice=crystSi&mountingplace=free&usehorizon=1
5 | 285 | 5 | 175.96 | 5.68 | https://re.jrc.ec.europa.eu/api/v5_3/PVcalc?lat=30.0444&lon=31.2357&peakpower=1&loss=14&angle=5&aspect=105&outputformat=json&raddatabase=PVGIS-SARAH3&pvtechchoice=crystSi&mountingplace=free&usehorizon=1
5 | 285 | 6 | 181.65 | 6.06 | https://re.jrc.ec.europa.eu/api/v5_3/PVcalc?lat=30.0444&lon=31.2357&peakpower=1&loss=14&angle=5&aspect=105&outputformat=json&raddatabase=PVGIS-SARAH3&pvtechchoice=crystSi&mountingplace=free&usehorizon=1
5 | 285 | 7 | 184.38 | 5.95 | https://re.jrc.ec.europa.eu/api/v5_3/PVcalc?lat=30.0444&lon=31.2357&peakpower=1&loss=14&angle=5&aspect=105&outputformat=json&raddatabase=PVGIS-SARAH3&pvtechchoice=crystSi&mountingplace=free&usehorizon=1
5 | 285 | 8 | 170.71 | 5.51 | https://re.jrc.ec.europa.eu/api/v5_3/PVcalc?lat=30.0444&lon=31.2357&peakpower=1&loss=14&angle=5&aspect=105&outputformat=json&raddatabase=PVGIS-SARAH3&pvtechchoice=crystSi&mountingplace=free&usehorizon=1
5 | 285 | 9 | 145.16 | 4.84 | https://re.jrc.ec.europa.eu/api/v5_3/PVcalc?lat=30.0444&lon=31.2357&peakpower=1&loss=14&angle=5&aspect=105&outputformat=json&raddatabase=PVGIS-SARAH3&pvtechchoice=crystSi&mountingplace=free&usehorizon=1
5 | 285 | 10 | 120.07 | 3.87 | https://re.jrc.ec.europa.eu/api/v5_3/PVcalc?lat=30.0444&lon=31.2357&peakpower=1&loss=14&angle=5&aspect=105&outputformat=json&raddatabase=PVGIS-SARAH3&pvtechchoice=crystSi&mountingplace=free&usehorizon=1
5 | 285 | 11 | 91.68 | 3.06 | https://re.jrc.ec.europa.eu/api/v5_3/PVcalc?lat=30.0444&lon=31.2357&peakpower=1&loss=14&angle=5&aspect=105&outputformat=json&raddatabase=PVGIS-SARAH3&pvtechchoice=crystSi&mountingplace=free&usehorizon=1
5 | 285 | 12 | 81 | 2.61 | https://re.jrc.ec.europa.eu/api/v5_3/PVcalc?lat=30.0444&lon=31.2357&peakpower=1&loss=14&angle=5&aspect=105&outputformat=json&raddatabase=PVGIS-SARAH3&pvtechchoice=crystSi&mountingplace=free&usehorizon=1
5 | 300 | 1 | 83.63 | 2.7 | https://re.jrc.ec.europa.eu/api/v5_3/PVcalc?lat=30.0444&lon=31.2357&peakpower=1&loss=14&angle=5&aspect=120&outputformat=json&raddatabase=PVGIS-SARAH3&pvtechchoice=crystSi&mountingplace=free&usehorizon=1
5 | 300 | 2 | 94.81 | 3.39 | https://re.jrc.ec.europa.eu/api/v5_3/PVcalc?lat=30.0444&lon=31.2357&peakpower=1&loss=14&angle=5&aspect=120&outputformat=json&raddatabase=PVGIS-SARAH3&pvtechchoice=crystSi&mountingplace=free&usehorizon=1
5 | 300 | 3 | 136.67 | 4.41 | https://re.jrc.ec.europa.eu/api/v5_3/PVcalc?lat=30.0444&lon=31.2357&peakpower=1&loss=14&angle=5&aspect=120&outputformat=json&raddatabase=PVGIS-SARAH3&pvtechchoice=crystSi&mountingplace=free&usehorizon=1
5 | 300 | 4 | 156.57 | 5.22 | https://re.jrc.ec.europa.eu/api/v5_3/PVcalc?lat=30.0444&lon=31.2357&peakpower=1&loss=14&angle=5&aspect=120&outputformat=json&raddatabase=PVGIS-SARAH3&pvtechchoice=crystSi&mountingplace=free&usehorizon=1
5 | 300 | 5 | 175.78 | 5.67 | https://re.jrc.ec.europa.eu/api/v5_3/PVcalc?lat=30.0444&lon=31.2357&peakpower=1&loss=14&angle=5&aspect=120&outputformat=json&raddatabase=PVGIS-SARAH3&pvtechchoice=crystSi&mountingplace=free&usehorizon=1
5 | 300 | 6 | 181.77 | 6.06 | https://re.jrc.ec.europa.eu/api/v5_3/PVcalc?lat=30.0444&lon=31.2357&peakpower=1&loss=14&angle=5&aspect=120&outputformat=json&raddatabase=PVGIS-SARAH3&pvtechchoice=crystSi&mountingplace=free&usehorizon=1
5 | 300 | 7 | 184.3 | 5.95 | https://re.jrc.ec.europa.eu/api/v5_3/PVcalc?lat=30.0444&lon=31.2357&peakpower=1&loss=14&angle=5&aspect=120&outputformat=json&raddatabase=PVGIS-SARAH3&pvtechchoice=crystSi&mountingplace=free&usehorizon=1
5 | 300 | 8 | 170.06 | 5.49 | https://re.jrc.ec.europa.eu/api/v5_3/PVcalc?lat=30.0444&lon=31.2357&peakpower=1&loss=14&angle=5&aspect=120&outputformat=json&raddatabase=PVGIS-SARAH3&pvtechchoice=crystSi&mountingplace=free&usehorizon=1
5 | 300 | 9 | 143.79 | 4.79 | https://re.jrc.ec.europa.eu/api/v5_3/PVcalc?lat=30.0444&lon=31.2357&peakpower=1&loss=14&angle=5&aspect=120&outputformat=json&raddatabase=PVGIS-SARAH3&pvtechchoice=crystSi&mountingplace=free&usehorizon=1
5 | 300 | 10 | 118.1 | 3.81 | https://re.jrc.ec.europa.eu/api/v5_3/PVcalc?lat=30.0444&lon=31.2357&peakpower=1&loss=14&angle=5&aspect=120&outputformat=json&raddatabase=PVGIS-SARAH3&pvtechchoice=crystSi&mountingplace=free&usehorizon=1
5 | 300 | 11 | 89.37 | 2.98 | https://re.jrc.ec.europa.eu/api/v5_3/PVcalc?lat=30.0444&lon=31.2357&peakpower=1&loss=14&angle=5&aspect=120&outputformat=json&raddatabase=PVGIS-SARAH3&pvtechchoice=crystSi&mountingplace=free&usehorizon=1
5 | 300 | 12 | 78.58 | 2.53 | https://re.jrc.ec.europa.eu/api/v5_3/PVcalc?lat=30.0444&lon=31.2357&peakpower=1&loss=14&angle=5&aspect=120&outputformat=json&raddatabase=PVGIS-SARAH3&pvtechchoice=crystSi&mountingplace=free&usehorizon=1
5 | 315 | 1 | 81.67 | 2.63 | https://re.jrc.ec.europa.eu/api/v5_3/PVcalc?lat=30.0444&lon=31.2357&peakpower=1&loss=14&angle=5&aspect=135&outputformat=json&raddatabase=PVGIS-SARAH3&pvtechchoice=crystSi&mountingplace=free&usehorizon=1
5 | 315 | 2 | 93.31 | 3.33 | https://re.jrc.ec.europa.eu/api/v5_3/PVcalc?lat=30.0444&lon=31.2357&peakpower=1&loss=14&angle=5&aspect=135&outputformat=json&raddatabase=PVGIS-SARAH3&pvtechchoice=crystSi&mountingplace=free&usehorizon=1
5 | 315 | 3 | 135.31 | 4.36 | https://re.jrc.ec.europa.eu/api/v5_3/PVcalc?lat=30.0444&lon=31.2357&peakpower=1&loss=14&angle=5&aspect=135&outputformat=json&raddatabase=PVGIS-SARAH3&pvtechchoice=crystSi&mountingplace=free&usehorizon=1
5 | 315 | 4 | 155.83 | 5.19 | https://re.jrc.ec.europa.eu/api/v5_3/PVcalc?lat=30.0444&lon=31.2357&peakpower=1&loss=14&angle=5&aspect=135&outputformat=json&raddatabase=PVGIS-SARAH3&pvtechchoice=crystSi&mountingplace=free&usehorizon=1
5 | 315 | 5 | 175.59 | 5.66 | https://re.jrc.ec.europa.eu/api/v5_3/PVcalc?lat=30.0444&lon=31.2357&peakpower=1&loss=14&angle=5&aspect=135&outputformat=json&raddatabase=PVGIS-SARAH3&pvtechchoice=crystSi&mountingplace=free&usehorizon=1
5 | 315 | 6 | 181.81 | 6.06 | https://re.jrc.ec.europa.eu/api/v5_3/PVcalc?lat=30.0444&lon=31.2357&peakpower=1&loss=14&angle=5&aspect=135&outputformat=json&raddatabase=PVGIS-SARAH3&pvtechchoice=crystSi&mountingplace=free&usehorizon=1
5 | 315 | 7 | 184.13 | 5.94 | https://re.jrc.ec.europa.eu/api/v5_3/PVcalc?lat=30.0444&lon=31.2357&peakpower=1&loss=14&angle=5&aspect=135&outputformat=json&raddatabase=PVGIS-SARAH3&pvtechchoice=crystSi&mountingplace=free&usehorizon=1
5 | 315 | 8 | 169.42 | 5.47 | https://re.jrc.ec.europa.eu/api/v5_3/PVcalc?lat=30.0444&lon=31.2357&peakpower=1&loss=14&angle=5&aspect=135&outputformat=json&raddatabase=PVGIS-SARAH3&pvtechchoice=crystSi&mountingplace=free&usehorizon=1
5 | 315 | 9 | 142.55 | 4.75 | https://re.jrc.ec.europa.eu/api/v5_3/PVcalc?lat=30.0444&lon=31.2357&peakpower=1&loss=14&angle=5&aspect=135&outputformat=json&raddatabase=PVGIS-SARAH3&pvtechchoice=crystSi&mountingplace=free&usehorizon=1
5 | 315 | 10 | 116.38 | 3.75 | https://re.jrc.ec.europa.eu/api/v5_3/PVcalc?lat=30.0444&lon=31.2357&peakpower=1&loss=14&angle=5&aspect=135&outputformat=json&raddatabase=PVGIS-SARAH3&pvtechchoice=crystSi&mountingplace=free&usehorizon=1
5 | 315 | 11 | 87.38 | 2.91 | https://re.jrc.ec.europa.eu/api/v5_3/PVcalc?lat=30.0444&lon=31.2357&peakpower=1&loss=14&angle=5&aspect=135&outputformat=json&raddatabase=PVGIS-SARAH3&pvtechchoice=crystSi&mountingplace=free&usehorizon=1
5 | 315 | 12 | 76.48 | 2.47 | https://re.jrc.ec.europa.eu/api/v5_3/PVcalc?lat=30.0444&lon=31.2357&peakpower=1&loss=14&angle=5&aspect=135&outputformat=json&raddatabase=PVGIS-SARAH3&pvtechchoice=crystSi&mountingplace=free&usehorizon=1
5 | 330 | 1 | 80.19 | 2.59 | https://re.jrc.ec.europa.eu/api/v5_3/PVcalc?lat=30.0444&lon=31.2357&peakpower=1&loss=14&angle=5&aspect=150&outputformat=json&raddatabase=PVGIS-SARAH3&pvtechchoice=crystSi&mountingplace=free&usehorizon=1
5 | 330 | 2 | 92.17 | 3.29 | https://re.jrc.ec.europa.eu/api/v5_3/PVcalc?lat=30.0444&lon=31.2357&peakpower=1&loss=14&angle=5&aspect=150&outputformat=json&raddatabase=PVGIS-SARAH3&pvtechchoice=crystSi&mountingplace=free&usehorizon=1
5 | 330 | 3 | 134.22 | 4.33 | https://re.jrc.ec.europa.eu/api/v5_3/PVcalc?lat=30.0444&lon=31.2357&peakpower=1&loss=14&angle=5&aspect=150&outputformat=json&raddatabase=PVGIS-SARAH3&pvtechchoice=crystSi&mountingplace=free&usehorizon=1
5 | 330 | 4 | 155.21 | 5.17 | https://re.jrc.ec.europa.eu/api/v5_3/PVcalc?lat=30.0444&lon=31.2357&peakpower=1&loss=14&angle=5&aspect=150&outputformat=json&raddatabase=PVGIS-SARAH3&pvtechchoice=crystSi&mountingplace=free&usehorizon=1
5 | 330 | 5 | 175.4 | 5.66 | https://re.jrc.ec.europa.eu/api/v5_3/PVcalc?lat=30.0444&lon=31.2357&peakpower=1&loss=14&angle=5&aspect=150&outputformat=json&raddatabase=PVGIS-SARAH3&pvtechchoice=crystSi&mountingplace=free&usehorizon=1
5 | 330 | 6 | 181.75 | 6.06 | https://re.jrc.ec.europa.eu/api/v5_3/PVcalc?lat=30.0444&lon=31.2357&peakpower=1&loss=14&angle=5&aspect=150&outputformat=json&raddatabase=PVGIS-SARAH3&pvtechchoice=crystSi&mountingplace=free&usehorizon=1
5 | 330 | 7 | 183.88 | 5.93 | https://re.jrc.ec.europa.eu/api/v5_3/PVcalc?lat=30.0444&lon=31.2357&peakpower=1&loss=14&angle=5&aspect=150&outputformat=json&raddatabase=PVGIS-SARAH3&pvtechchoice=crystSi&mountingplace=free&usehorizon=1
5 | 330 | 8 | 168.83 | 5.45 | https://re.jrc.ec.europa.eu/api/v5_3/PVcalc?lat=30.0444&lon=31.2357&peakpower=1&loss=14&angle=5&aspect=150&outputformat=json&raddatabase=PVGIS-SARAH3&pvtechchoice=crystSi&mountingplace=free&usehorizon=1
5 | 330 | 9 | 141.51 | 4.72 | https://re.jrc.ec.europa.eu/api/v5_3/PVcalc?lat=30.0444&lon=31.2357&peakpower=1&loss=14&angle=5&aspect=150&outputformat=json&raddatabase=PVGIS-SARAH3&pvtechchoice=crystSi&mountingplace=free&usehorizon=1
5 | 330 | 10 | 115.05 | 3.71 | https://re.jrc.ec.europa.eu/api/v5_3/PVcalc?lat=30.0444&lon=31.2357&peakpower=1&loss=14&angle=5&aspect=150&outputformat=json&raddatabase=PVGIS-SARAH3&pvtechchoice=crystSi&mountingplace=free&usehorizon=1
5 | 330 | 11 | 85.85 | 2.86 | https://re.jrc.ec.europa.eu/api/v5_3/PVcalc?lat=30.0444&lon=31.2357&peakpower=1&loss=14&angle=5&aspect=150&outputformat=json&raddatabase=PVGIS-SARAH3&pvtechchoice=crystSi&mountingplace=free&usehorizon=1
5 | 330 | 12 | 74.85 | 2.41 | https://re.jrc.ec.europa.eu/api/v5_3/PVcalc?lat=30.0444&lon=31.2357&peakpower=1&loss=14&angle=5&aspect=150&outputformat=json&raddatabase=PVGIS-SARAH3&pvtechchoice=crystSi&mountingplace=free&usehorizon=1
5 | 345 | 1 | 79.27 | 2.56 | https://re.jrc.ec.europa.eu/api/v5_3/PVcalc?lat=30.0444&lon=31.2357&peakpower=1&loss=14&angle=5&aspect=165&outputformat=json&raddatabase=PVGIS-SARAH3&pvtechchoice=crystSi&mountingplace=free&usehorizon=1
5 | 345 | 2 | 91.49 | 3.27 | https://re.jrc.ec.europa.eu/api/v5_3/PVcalc?lat=30.0444&lon=31.2357&peakpower=1&loss=14&angle=5&aspect=165&outputformat=json&raddatabase=PVGIS-SARAH3&pvtechchoice=crystSi&mountingplace=free&usehorizon=1
5 | 345 | 3 | 133.49 | 4.31 | https://re.jrc.ec.europa.eu/api/v5_3/PVcalc?lat=30.0444&lon=31.2357&peakpower=1&loss=14&angle=5&aspect=165&outputformat=json&raddatabase=PVGIS-SARAH3&pvtechchoice=crystSi&mountingplace=free&usehorizon=1
5 | 345 | 4 | 154.76 | 5.16 | https://re.jrc.ec.europa.eu/api/v5_3/PVcalc?lat=30.0444&lon=31.2357&peakpower=1&loss=14&angle=5&aspect=165&outputformat=json&raddatabase=PVGIS-SARAH3&pvtechchoice=crystSi&mountingplace=free&usehorizon=1
5 | 345 | 5 | 175.23 | 5.65 | https://re.jrc.ec.europa.eu/api/v5_3/PVcalc?lat=30.0444&lon=31.2357&peakpower=1&loss=14&angle=5&aspect=165&outputformat=json&raddatabase=PVGIS-SARAH3&pvtechchoice=crystSi&mountingplace=free&usehorizon=1
5 | 345 | 6 | 181.6 | 6.05 | https://re.jrc.ec.europa.eu/api/v5_3/PVcalc?lat=30.0444&lon=31.2357&peakpower=1&loss=14&angle=5&aspect=165&outputformat=json&raddatabase=PVGIS-SARAH3&pvtechchoice=crystSi&mountingplace=free&usehorizon=1
5 | 345 | 7 | 183.56 | 5.92 | https://re.jrc.ec.europa.eu/api/v5_3/PVcalc?lat=30.0444&lon=31.2357&peakpower=1&loss=14&angle=5&aspect=165&outputformat=json&raddatabase=PVGIS-SARAH3&pvtechchoice=crystSi&mountingplace=free&usehorizon=1
5 | 345 | 8 | 168.33 | 5.43 | https://re.jrc.ec.europa.eu/api/v5_3/PVcalc?lat=30.0444&lon=31.2357&peakpower=1&loss=14&angle=5&aspect=165&outputformat=json&raddatabase=PVGIS-SARAH3&pvtechchoice=crystSi&mountingplace=free&usehorizon=1
5 | 345 | 9 | 140.75 | 4.69 | https://re.jrc.ec.europa.eu/api/v5_3/PVcalc?lat=30.0444&lon=31.2357&peakpower=1&loss=14&angle=5&aspect=165&outputformat=json&raddatabase=PVGIS-SARAH3&pvtechchoice=crystSi&mountingplace=free&usehorizon=1
5 | 345 | 10 | 114.18 | 3.68 | https://re.jrc.ec.europa.eu/api/v5_3/PVcalc?lat=30.0444&lon=31.2357&peakpower=1&loss=14&angle=5&aspect=165&outputformat=json&raddatabase=PVGIS-SARAH3&pvtechchoice=crystSi&mountingplace=free&usehorizon=1
5 | 345 | 11 | 84.89 | 2.83 | https://re.jrc.ec.europa.eu/api/v5_3/PVcalc?lat=30.0444&lon=31.2357&peakpower=1&loss=14&angle=5&aspect=165&outputformat=json&raddatabase=PVGIS-SARAH3&pvtechchoice=crystSi&mountingplace=free&usehorizon=1
5 | 345 | 12 | 73.85 | 2.38 | https://re.jrc.ec.europa.eu/api/v5_3/PVcalc?lat=30.0444&lon=31.2357&peakpower=1&loss=14&angle=5&aspect=165&outputformat=json&raddatabase=PVGIS-SARAH3&pvtechchoice=crystSi&mountingplace=free&usehorizon=1
5 | 360 | 1 | 79.01 | 2.55 | https://re.jrc.ec.europa.eu/api/v5_3/PVcalc?lat=30.0444&lon=31.2357&peakpower=1&loss=14&angle=5&aspect=180&outputformat=json&raddatabase=PVGIS-SARAH3&pvtechchoice=crystSi&mountingplace=free&usehorizon=1
5 | 360 | 2 | 91.33 | 3.26 | https://re.jrc.ec.europa.eu/api/v5_3/PVcalc?lat=30.0444&lon=31.2357&peakpower=1&loss=14&angle=5&aspect=180&outputformat=json&raddatabase=PVGIS-SARAH3&pvtechchoice=crystSi&mountingplace=free&usehorizon=1
5 | 360 | 3 | 133.17 | 4.3 | https://re.jrc.ec.europa.eu/api/v5_3/PVcalc?lat=30.0444&lon=31.2357&peakpower=1&loss=14&angle=5&aspect=180&outputformat=json&raddatabase=PVGIS-SARAH3&pvtechchoice=crystSi&mountingplace=free&usehorizon=1
5 | 360 | 4 | 154.49 | 5.15 | https://re.jrc.ec.europa.eu/api/v5_3/PVcalc?lat=30.0444&lon=31.2357&peakpower=1&loss=14&angle=5&aspect=180&outputformat=json&raddatabase=PVGIS-SARAH3&pvtechchoice=crystSi&mountingplace=free&usehorizon=1
5 | 360 | 5 | 175.07 | 5.65 | https://re.jrc.ec.europa.eu/api/v5_3/PVcalc?lat=30.0444&lon=31.2357&peakpower=1&loss=14&angle=5&aspect=180&outputformat=json&raddatabase=PVGIS-SARAH3&pvtechchoice=crystSi&mountingplace=free&usehorizon=1
5 | 360 | 6 | 181.34 | 6.04 | https://re.jrc.ec.europa.eu/api/v5_3/PVcalc?lat=30.0444&lon=31.2357&peakpower=1&loss=14&angle=5&aspect=180&outputformat=json&raddatabase=PVGIS-SARAH3&pvtechchoice=crystSi&mountingplace=free&usehorizon=1
5 | 360 | 7 | 183.17 | 5.91 | https://re.jrc.ec.europa.eu/api/v5_3/PVcalc?lat=30.0444&lon=31.2357&peakpower=1&loss=14&angle=5&aspect=180&outputformat=json&raddatabase=PVGIS-SARAH3&pvtechchoice=crystSi&mountingplace=free&usehorizon=1
5 | 360 | 8 | 167.93 | 5.42 | https://re.jrc.ec.europa.eu/api/v5_3/PVcalc?lat=30.0444&lon=31.2357&peakpower=1&loss=14&angle=5&aspect=180&outputformat=json&raddatabase=PVGIS-SARAH3&pvtechchoice=crystSi&mountingplace=free&usehorizon=1
5 | 360 | 9 | 140.3 | 4.68 | https://re.jrc.ec.europa.eu/api/v5_3/PVcalc?lat=30.0444&lon=31.2357&peakpower=1&loss=14&angle=5&aspect=180&outputformat=json&raddatabase=PVGIS-SARAH3&pvtechchoice=crystSi&mountingplace=free&usehorizon=1
5 | 360 | 10 | 113.85 | 3.67 | https://re.jrc.ec.europa.eu/api/v5_3/PVcalc?lat=30.0444&lon=31.2357&peakpower=1&loss=14&angle=5&aspect=180&outputformat=json&raddatabase=PVGIS-SARAH3&pvtechchoice=crystSi&mountingplace=free&usehorizon=1
5 | 360 | 11 | 84.58 | 2.82 | https://re.jrc.ec.europa.eu/api/v5_3/PVcalc?lat=30.0444&lon=31.2357&peakpower=1&loss=14&angle=5&aspect=180&outputformat=json&raddatabase=PVGIS-SARAH3&pvtechchoice=crystSi&mountingplace=free&usehorizon=1
5 | 360 | 12 | 73.55 | 2.37 | https://re.jrc.ec.europa.eu/api/v5_3/PVcalc?lat=30.0444&lon=31.2357&peakpower=1&loss=14&angle=5&aspect=180&outputformat=json&raddatabase=PVGIS-SARAH3&pvtechchoice=crystSi&mountingplace=free&usehorizon=1
10 | 0 | 1 | 68.54 | 2.21 | https://re.jrc.ec.europa.eu/api/v5_3/PVcalc?lat=30.0444&lon=31.2357&peakpower=1&loss=14&angle=10&aspect=-180&outputformat=json&raddatabase=PVGIS-SARAH3&pvtechchoice=crystSi&mountingplace=free&usehorizon=1
10 | 0 | 2 | 83.05 | 2.97 | https://re.jrc.ec.europa.eu/api/v5_3/PVcalc?lat=30.0444&lon=31.2357&peakpower=1&loss=14&angle=10&aspect=-180&outputformat=json&raddatabase=PVGIS-SARAH3&pvtechchoice=crystSi&mountingplace=free&usehorizon=1
10 | 0 | 3 | 125.6 | 4.05 | https://re.jrc.ec.europa.eu/api/v5_3/PVcalc?lat=30.0444&lon=31.2357&peakpower=1&loss=14&angle=10&aspect=-180&outputformat=json&raddatabase=PVGIS-SARAH3&pvtechchoice=crystSi&mountingplace=free&usehorizon=1
10 | 0 | 4 | 149.92 | 5 | https://re.jrc.ec.europa.eu/api/v5_3/PVcalc?lat=30.0444&lon=31.2357&peakpower=1&loss=14&angle=10&aspect=-180&outputformat=json&raddatabase=PVGIS-SARAH3&pvtechchoice=crystSi&mountingplace=free&usehorizon=1
10 | 0 | 5 | 172.97 | 5.58 | https://re.jrc.ec.europa.eu/api/v5_3/PVcalc?lat=30.0444&lon=31.2357&peakpower=1&loss=14&angle=10&aspect=-180&outputformat=json&raddatabase=PVGIS-SARAH3&pvtechchoice=crystSi&mountingplace=free&usehorizon=1
10 | 0 | 6 | 180.6 | 6.02 | https://re.jrc.ec.europa.eu/api/v5_3/PVcalc?lat=30.0444&lon=31.2357&peakpower=1&loss=14&angle=10&aspect=-180&outputformat=json&raddatabase=PVGIS-SARAH3&pvtechchoice=crystSi&mountingplace=free&usehorizon=1
10 | 0 | 7 | 181.73 | 5.86 | https://re.jrc.ec.europa.eu/api/v5_3/PVcalc?lat=30.0444&lon=31.2357&peakpower=1&loss=14&angle=10&aspect=-180&outputformat=json&raddatabase=PVGIS-SARAH3&pvtechchoice=crystSi&mountingplace=free&usehorizon=1
10 | 0 | 8 | 164.12 | 5.29 | https://re.jrc.ec.europa.eu/api/v5_3/PVcalc?lat=30.0444&lon=31.2357&peakpower=1&loss=14&angle=10&aspect=-180&outputformat=json&raddatabase=PVGIS-SARAH3&pvtechchoice=crystSi&mountingplace=free&usehorizon=1
10 | 0 | 9 | 133.62 | 4.45 | https://re.jrc.ec.europa.eu/api/v5_3/PVcalc?lat=30.0444&lon=31.2357&peakpower=1&loss=14&angle=10&aspect=-180&outputformat=json&raddatabase=PVGIS-SARAH3&pvtechchoice=crystSi&mountingplace=free&usehorizon=1
10 | 0 | 10 | 104.5 | 3.37 | https://re.jrc.ec.europa.eu/api/v5_3/PVcalc?lat=30.0444&lon=31.2357&peakpower=1&loss=14&angle=10&aspect=-180&outputformat=json&raddatabase=PVGIS-SARAH3&pvtechchoice=crystSi&mountingplace=free&usehorizon=1
10 | 0 | 11 | 73.99 | 2.47 | https://re.jrc.ec.europa.eu/api/v5_3/PVcalc?lat=30.0444&lon=31.2357&peakpower=1&loss=14&angle=10&aspect=-180&outputformat=json&raddatabase=PVGIS-SARAH3&pvtechchoice=crystSi&mountingplace=free&usehorizon=1
10 | 0 | 12 | 62.6 | 2.02 | https://re.jrc.ec.europa.eu/api/v5_3/PVcalc?lat=30.0444&lon=31.2357&peakpower=1&loss=14&angle=10&aspect=-180&outputformat=json&raddatabase=PVGIS-SARAH3&pvtechchoice=crystSi&mountingplace=free&usehorizon=1
10 | 15 | 1 | 69.39 | 2.24 | https://re.jrc.ec.europa.eu/api/v5_3/PVcalc?lat=30.0444&lon=31.2357&peakpower=1&loss=14&angle=10&aspect=-165&outputformat=json&raddatabase=PVGIS-SARAH3&pvtechchoice=crystSi&mountingplace=free&usehorizon=1
10 | 15 | 2 | 83.81 | 2.99 | https://re.jrc.ec.europa.eu/api/v5_3/PVcalc?lat=30.0444&lon=31.2357&peakpower=1&loss=14&angle=10&aspect=-165&outputformat=json&raddatabase=PVGIS-SARAH3&pvtechchoice=crystSi&mountingplace=free&usehorizon=1
10 | 15 | 3 | 125.85 | 4.06 | https://re.jrc.ec.europa.eu/api/v5_3/PVcalc?lat=30.0444&lon=31.2357&peakpower=1&loss=14&angle=10&aspect=-165&outputformat=json&raddatabase=PVGIS-SARAH3&pvtechchoice=crystSi&mountingplace=free&usehorizon=1
10 | 15 | 4 | 149.84 | 4.99 | https://re.jrc.ec.europa.eu/api/v5_3/PVcalc?lat=30.0444&lon=31.2357&peakpower=1&loss=14&angle=10&aspect=-165&outputformat=json&raddatabase=PVGIS-SARAH3&pvtechchoice=crystSi&mountingplace=free&usehorizon=1
10 | 15 | 5 | 172.73 | 5.57 | https://re.jrc.ec.europa.eu/api/v5_3/PVcalc?lat=30.0444&lon=31.2357&peakpower=1&loss=14&angle=10&aspect=-165&outputformat=json&raddatabase=PVGIS-SARAH3&pvtechchoice=crystSi&mountingplace=free&usehorizon=1
10 | 15 | 6 | 180 | 6 | https://re.jrc.ec.europa.eu/api/v5_3/PVcalc?lat=30.0444&lon=31.2357&peakpower=1&loss=14&angle=10&aspect=-165&outputformat=json&raddatabase=PVGIS-SARAH3&pvtechchoice=crystSi&mountingplace=free&usehorizon=1
10 | 15 | 7 | 180.98 | 5.84 | https://re.jrc.ec.europa.eu/api/v5_3/PVcalc?lat=30.0444&lon=31.2357&peakpower=1&loss=14&angle=10&aspect=-165&outputformat=json&raddatabase=PVGIS-SARAH3&pvtechchoice=crystSi&mountingplace=free&usehorizon=1
10 | 15 | 8 | 163.7 | 5.28 | https://re.jrc.ec.europa.eu/api/v5_3/PVcalc?lat=30.0444&lon=31.2357&peakpower=1&loss=14&angle=10&aspect=-165&outputformat=json&raddatabase=PVGIS-SARAH3&pvtechchoice=crystSi&mountingplace=free&usehorizon=1
10 | 15 | 9 | 133.52 | 4.45 | https://re.jrc.ec.europa.eu/api/v5_3/PVcalc?lat=30.0444&lon=31.2357&peakpower=1&loss=14&angle=10&aspect=-165&outputformat=json&raddatabase=PVGIS-SARAH3&pvtechchoice=crystSi&mountingplace=free&usehorizon=1
10 | 15 | 10 | 105.02 | 3.39 | https://re.jrc.ec.europa.eu/api/v5_3/PVcalc?lat=30.0444&lon=31.2357&peakpower=1&loss=14&angle=10&aspect=-165&outputformat=json&raddatabase=PVGIS-SARAH3&pvtechchoice=crystSi&mountingplace=free&usehorizon=1
10 | 15 | 11 | 74.79 | 2.49 | https://re.jrc.ec.europa.eu/api/v5_3/PVcalc?lat=30.0444&lon=31.2357&peakpower=1&loss=14&angle=10&aspect=-165&outputformat=json&raddatabase=PVGIS-SARAH3&pvtechchoice=crystSi&mountingplace=free&usehorizon=1
10 | 15 | 12 | 63.46 | 2.05 | https://re.jrc.ec.europa.eu/api/v5_3/PVcalc?lat=30.0444&lon=31.2357&peakpower=1&loss=14&angle=10&aspect=-165&outputformat=json&raddatabase=PVGIS-SARAH3&pvtechchoice=crystSi&mountingplace=free&usehorizon=1
10 | 30 | 1 | 71.6 | 2.31 | https://re.jrc.ec.europa.eu/api/v5_3/PVcalc?lat=30.0444&lon=31.2357&peakpower=1&loss=14&angle=10&aspect=-150&outputformat=json&raddatabase=PVGIS-SARAH3&pvtechchoice=crystSi&mountingplace=free&usehorizon=1
10 | 30 | 2 | 85.63 | 3.06 | https://re.jrc.ec.europa.eu/api/v5_3/PVcalc?lat=30.0444&lon=31.2357&peakpower=1&loss=14&angle=10&aspect=-150&outputformat=json&raddatabase=PVGIS-SARAH3&pvtechchoice=crystSi&mountingplace=free&usehorizon=1
10 | 30 | 3 | 126.97 | 4.1 | https://re.jrc.ec.europa.eu/api/v5_3/PVcalc?lat=30.0444&lon=31.2357&peakpower=1&loss=14&angle=10&aspect=-150&outputformat=json&raddatabase=PVGIS-SARAH3&pvtechchoice=crystSi&mountingplace=free&usehorizon=1
10 | 30 | 4 | 150.15 | 5.01 | https://re.jrc.ec.europa.eu/api/v5_3/PVcalc?lat=30.0444&lon=31.2357&peakpower=1&loss=14&angle=10&aspect=-150&outputformat=json&raddatabase=PVGIS-SARAH3&pvtechchoice=crystSi&mountingplace=free&usehorizon=1
10 | 30 | 5 | 172.55 | 5.57 | https://re.jrc.ec.europa.eu/api/v5_3/PVcalc?lat=30.0444&lon=31.2357&peakpower=1&loss=14&angle=10&aspect=-150&outputformat=json&raddatabase=PVGIS-SARAH3&pvtechchoice=crystSi&mountingplace=free&usehorizon=1
10 | 30 | 6 | 179.26 | 5.98 | https://re.jrc.ec.europa.eu/api/v5_3/PVcalc?lat=30.0444&lon=31.2357&peakpower=1&loss=14&angle=10&aspect=-150&outputformat=json&raddatabase=PVGIS-SARAH3&pvtechchoice=crystSi&mountingplace=free&usehorizon=1
10 | 30 | 7 | 180.2 | 5.81 | https://re.jrc.ec.europa.eu/api/v5_3/PVcalc?lat=30.0444&lon=31.2357&peakpower=1&loss=14&angle=10&aspect=-150&outputformat=json&raddatabase=PVGIS-SARAH3&pvtechchoice=crystSi&mountingplace=free&usehorizon=1
10 | 30 | 8 | 163.59 | 5.28 | https://re.jrc.ec.europa.eu/api/v5_3/PVcalc?lat=30.0444&lon=31.2357&peakpower=1&loss=14&angle=10&aspect=-150&outputformat=json&raddatabase=PVGIS-SARAH3&pvtechchoice=crystSi&mountingplace=free&usehorizon=1
10 | 30 | 9 | 134.14 | 4.47 | https://re.jrc.ec.europa.eu/api/v5_3/PVcalc?lat=30.0444&lon=31.2357&peakpower=1&loss=14&angle=10&aspect=-150&outputformat=json&raddatabase=PVGIS-SARAH3&pvtechchoice=crystSi&mountingplace=free&usehorizon=1
10 | 30 | 10 | 106.68 | 3.44 | https://re.jrc.ec.europa.eu/api/v5_3/PVcalc?lat=30.0444&lon=31.2357&peakpower=1&loss=14&angle=10&aspect=-150&outputformat=json&raddatabase=PVGIS-SARAH3&pvtechchoice=crystSi&mountingplace=free&usehorizon=1
10 | 30 | 11 | 77.04 | 2.57 | https://re.jrc.ec.europa.eu/api/v5_3/PVcalc?lat=30.0444&lon=31.2357&peakpower=1&loss=14&angle=10&aspect=-150&outputformat=json&raddatabase=PVGIS-SARAH3&pvtechchoice=crystSi&mountingplace=free&usehorizon=1
10 | 30 | 12 | 66.02 | 2.13 | https://re.jrc.ec.europa.eu/api/v5_3/PVcalc?lat=30.0444&lon=31.2357&peakpower=1&loss=14&angle=10&aspect=-150&outputformat=json&raddatabase=PVGIS-SARAH3&pvtechchoice=crystSi&mountingplace=free&usehorizon=1
10 | 45 | 1 | 74.92 | 2.42 | https://re.jrc.ec.europa.eu/api/v5_3/PVcalc?lat=30.0444&lon=31.2357&peakpower=1&loss=14&angle=10&aspect=-135&outputformat=json&raddatabase=PVGIS-SARAH3&pvtechchoice=crystSi&mountingplace=free&usehorizon=1
10 | 45 | 2 | 88.31 | 3.15 | https://re.jrc.ec.europa.eu/api/v5_3/PVcalc?lat=30.0444&lon=31.2357&peakpower=1&loss=14&angle=10&aspect=-135&outputformat=json&raddatabase=PVGIS-SARAH3&pvtechchoice=crystSi&mountingplace=free&usehorizon=1
10 | 45 | 3 | 128.89 | 4.16 | https://re.jrc.ec.europa.eu/api/v5_3/PVcalc?lat=30.0444&lon=31.2357&peakpower=1&loss=14&angle=10&aspect=-135&outputformat=json&raddatabase=PVGIS-SARAH3&pvtechchoice=crystSi&mountingplace=free&usehorizon=1
10 | 45 | 4 | 150.88 | 5.03 | https://re.jrc.ec.europa.eu/api/v5_3/PVcalc?lat=30.0444&lon=31.2357&peakpower=1&loss=14&angle=10&aspect=-135&outputformat=json&raddatabase=PVGIS-SARAH3&pvtechchoice=crystSi&mountingplace=free&usehorizon=1
10 | 45 | 5 | 172.49 | 5.56 | https://re.jrc.ec.europa.eu/api/v5_3/PVcalc?lat=30.0444&lon=31.2357&peakpower=1&loss=14&angle=10&aspect=-135&outputformat=json&raddatabase=PVGIS-SARAH3&pvtechchoice=crystSi&mountingplace=free&usehorizon=1
10 | 45 | 6 | 178.52 | 5.95 | https://re.jrc.ec.europa.eu/api/v5_3/PVcalc?lat=30.0444&lon=31.2357&peakpower=1&loss=14&angle=10&aspect=-135&outputformat=json&raddatabase=PVGIS-SARAH3&pvtechchoice=crystSi&mountingplace=free&usehorizon=1
10 | 45 | 7 | 179.52 | 5.79 | https://re.jrc.ec.europa.eu/api/v5_3/PVcalc?lat=30.0444&lon=31.2357&peakpower=1&loss=14&angle=10&aspect=-135&outputformat=json&raddatabase=PVGIS-SARAH3&pvtechchoice=crystSi&mountingplace=free&usehorizon=1
10 | 45 | 8 | 163.91 | 5.29 | https://re.jrc.ec.europa.eu/api/v5_3/PVcalc?lat=30.0444&lon=31.2357&peakpower=1&loss=14&angle=10&aspect=-135&outputformat=json&raddatabase=PVGIS-SARAH3&pvtechchoice=crystSi&mountingplace=free&usehorizon=1
10 | 45 | 9 | 135.52 | 4.52 | https://re.jrc.ec.europa.eu/api/v5_3/PVcalc?lat=30.0444&lon=31.2357&peakpower=1&loss=14&angle=10&aspect=-135&outputformat=json&raddatabase=PVGIS-SARAH3&pvtechchoice=crystSi&mountingplace=free&usehorizon=1
10 | 45 | 10 | 109.29 | 3.53 | https://re.jrc.ec.europa.eu/api/v5_3/PVcalc?lat=30.0444&lon=31.2357&peakpower=1&loss=14&angle=10&aspect=-135&outputformat=json&raddatabase=PVGIS-SARAH3&pvtechchoice=crystSi&mountingplace=free&usehorizon=1
10 | 45 | 11 | 80.45 | 2.68 | https://re.jrc.ec.europa.eu/api/v5_3/PVcalc?lat=30.0444&lon=31.2357&peakpower=1&loss=14&angle=10&aspect=-135&outputformat=json&raddatabase=PVGIS-SARAH3&pvtechchoice=crystSi&mountingplace=free&usehorizon=1
10 | 45 | 12 | 69.64 | 2.25 | https://re.jrc.ec.europa.eu/api/v5_3/PVcalc?lat=30.0444&lon=31.2357&peakpower=1&loss=14&angle=10&aspect=-135&outputformat=json&raddatabase=PVGIS-SARAH3&pvtechchoice=crystSi&mountingplace=free&usehorizon=1
10 | 60 | 1 | 79.06 | 2.55 | https://re.jrc.ec.europa.eu/api/v5_3/PVcalc?lat=30.0444&lon=31.2357&peakpower=1&loss=14&angle=10&aspect=-120&outputformat=json&raddatabase=PVGIS-SARAH3&pvtechchoice=crystSi&mountingplace=free&usehorizon=1
10 | 60 | 2 | 91.57 | 3.27 | https://re.jrc.ec.europa.eu/api/v5_3/PVcalc?lat=30.0444&lon=31.2357&peakpower=1&loss=14&angle=10&aspect=-120&outputformat=json&raddatabase=PVGIS-SARAH3&pvtechchoice=crystSi&mountingplace=free&usehorizon=1
10 | 60 | 3 | 131.49 | 4.24 | https://re.jrc.ec.europa.eu/api/v5_3/PVcalc?lat=30.0444&lon=31.2357&peakpower=1&loss=14&angle=10&aspect=-120&outputformat=json&raddatabase=PVGIS-SARAH3&pvtechchoice=crystSi&mountingplace=free&usehorizon=1
10 | 60 | 4 | 151.99 | 5.07 | https://re.jrc.ec.europa.eu/api/v5_3/PVcalc?lat=30.0444&lon=31.2357&peakpower=1&loss=14&angle=10&aspect=-120&outputformat=json&raddatabase=PVGIS-SARAH3&pvtechchoice=crystSi&mountingplace=free&usehorizon=1
10 | 60 | 5 | 172.63 | 5.57 | https://re.jrc.ec.europa.eu/api/v5_3/PVcalc?lat=30.0444&lon=31.2357&peakpower=1&loss=14&angle=10&aspect=-120&outputformat=json&raddatabase=PVGIS-SARAH3&pvtechchoice=crystSi&mountingplace=free&usehorizon=1
10 | 60 | 6 | 177.87 | 5.93 | https://re.jrc.ec.europa.eu/api/v5_3/PVcalc?lat=30.0444&lon=31.2357&peakpower=1&loss=14&angle=10&aspect=-120&outputformat=json&raddatabase=PVGIS-SARAH3&pvtechchoice=crystSi&mountingplace=free&usehorizon=1
10 | 60 | 7 | 179.03 | 5.78 | https://re.jrc.ec.europa.eu/api/v5_3/PVcalc?lat=30.0444&lon=31.2357&peakpower=1&loss=14&angle=10&aspect=-120&outputformat=json&raddatabase=PVGIS-SARAH3&pvtechchoice=crystSi&mountingplace=free&usehorizon=1
10 | 60 | 8 | 164.63 | 5.31 | https://re.jrc.ec.europa.eu/api/v5_3/PVcalc?lat=30.0444&lon=31.2357&peakpower=1&loss=14&angle=10&aspect=-120&outputformat=json&raddatabase=PVGIS-SARAH3&pvtechchoice=crystSi&mountingplace=free&usehorizon=1
10 | 60 | 9 | 137.53 | 4.58 | https://re.jrc.ec.europa.eu/api/v5_3/PVcalc?lat=30.0444&lon=31.2357&peakpower=1&loss=14&angle=10&aspect=-120&outputformat=json&raddatabase=PVGIS-SARAH3&pvtechchoice=crystSi&mountingplace=free&usehorizon=1
10 | 60 | 10 | 112.64 | 3.63 | https://re.jrc.ec.europa.eu/api/v5_3/PVcalc?lat=30.0444&lon=31.2357&peakpower=1&loss=14&angle=10&aspect=-120&outputformat=json&raddatabase=PVGIS-SARAH3&pvtechchoice=crystSi&mountingplace=free&usehorizon=1
10 | 60 | 11 | 84.62 | 2.82 | https://re.jrc.ec.europa.eu/api/v5_3/PVcalc?lat=30.0444&lon=31.2357&peakpower=1&loss=14&angle=10&aspect=-120&outputformat=json&raddatabase=PVGIS-SARAH3&pvtechchoice=crystSi&mountingplace=free&usehorizon=1
10 | 60 | 12 | 74.07 | 2.39 | https://re.jrc.ec.europa.eu/api/v5_3/PVcalc?lat=30.0444&lon=31.2357&peakpower=1&loss=14&angle=10&aspect=-120&outputformat=json&raddatabase=PVGIS-SARAH3&pvtechchoice=crystSi&mountingplace=free&usehorizon=1
10 | 75 | 1 | 83.66 | 2.7 | https://re.jrc.ec.europa.eu/api/v5_3/PVcalc?lat=30.0444&lon=31.2357&peakpower=1&loss=14&angle=10&aspect=-105&outputformat=json&raddatabase=PVGIS-SARAH3&pvtechchoice=crystSi&mountingplace=free&usehorizon=1
10 | 75 | 2 | 95.19 | 3.4 | https://re.jrc.ec.europa.eu/api/v5_3/PVcalc?lat=30.0444&lon=31.2357&peakpower=1&loss=14&angle=10&aspect=-105&outputformat=json&raddatabase=PVGIS-SARAH3&pvtechchoice=crystSi&mountingplace=free&usehorizon=1
10 | 75 | 3 | 134.48 | 4.34 | https://re.jrc.ec.europa.eu/api/v5_3/PVcalc?lat=30.0444&lon=31.2357&peakpower=1&loss=14&angle=10&aspect=-105&outputformat=json&raddatabase=PVGIS-SARAH3&pvtechchoice=crystSi&mountingplace=free&usehorizon=1
10 | 75 | 4 | 153.4 | 5.11 | https://re.jrc.ec.europa.eu/api/v5_3/PVcalc?lat=30.0444&lon=31.2357&peakpower=1&loss=14&angle=10&aspect=-105&outputformat=json&raddatabase=PVGIS-SARAH3&pvtechchoice=crystSi&mountingplace=free&usehorizon=1
10 | 75 | 5 | 172.9 | 5.58 | https://re.jrc.ec.europa.eu/api/v5_3/PVcalc?lat=30.0444&lon=31.2357&peakpower=1&loss=14&angle=10&aspect=-105&outputformat=json&raddatabase=PVGIS-SARAH3&pvtechchoice=crystSi&mountingplace=free&usehorizon=1
10 | 75 | 6 | 177.41 | 5.91 | https://re.jrc.ec.europa.eu/api/v5_3/PVcalc?lat=30.0444&lon=31.2357&peakpower=1&loss=14&angle=10&aspect=-105&outputformat=json&raddatabase=PVGIS-SARAH3&pvtechchoice=crystSi&mountingplace=free&usehorizon=1
10 | 75 | 7 | 178.86 | 5.77 | https://re.jrc.ec.europa.eu/api/v5_3/PVcalc?lat=30.0444&lon=31.2357&peakpower=1&loss=14&angle=10&aspect=-105&outputformat=json&raddatabase=PVGIS-SARAH3&pvtechchoice=crystSi&mountingplace=free&usehorizon=1
10 | 75 | 8 | 165.61 | 5.34 | https://re.jrc.ec.europa.eu/api/v5_3/PVcalc?lat=30.0444&lon=31.2357&peakpower=1&loss=14&angle=10&aspect=-105&outputformat=json&raddatabase=PVGIS-SARAH3&pvtechchoice=crystSi&mountingplace=free&usehorizon=1
10 | 75 | 9 | 139.97 | 4.67 | https://re.jrc.ec.europa.eu/api/v5_3/PVcalc?lat=30.0444&lon=31.2357&peakpower=1&loss=14&angle=10&aspect=-105&outputformat=json&raddatabase=PVGIS-SARAH3&pvtechchoice=crystSi&mountingplace=free&usehorizon=1
10 | 75 | 10 | 116.5 | 3.76 | https://re.jrc.ec.europa.eu/api/v5_3/PVcalc?lat=30.0444&lon=31.2357&peakpower=1&loss=14&angle=10&aspect=-105&outputformat=json&raddatabase=PVGIS-SARAH3&pvtechchoice=crystSi&mountingplace=free&usehorizon=1
10 | 75 | 11 | 89.26 | 2.98 | https://re.jrc.ec.europa.eu/api/v5_3/PVcalc?lat=30.0444&lon=31.2357&peakpower=1&loss=14&angle=10&aspect=-105&outputformat=json&raddatabase=PVGIS-SARAH3&pvtechchoice=crystSi&mountingplace=free&usehorizon=1
10 | 75 | 12 | 78.98 | 2.55 | https://re.jrc.ec.europa.eu/api/v5_3/PVcalc?lat=30.0444&lon=31.2357&peakpower=1&loss=14&angle=10&aspect=-105&outputformat=json&raddatabase=PVGIS-SARAH3&pvtechchoice=crystSi&mountingplace=free&usehorizon=1
10 | 90 | 1 | 88.47 | 2.85 | https://re.jrc.ec.europa.eu/api/v5_3/PVcalc?lat=30.0444&lon=31.2357&peakpower=1&loss=14&angle=10&aspect=-90&outputformat=json&raddatabase=PVGIS-SARAH3&pvtechchoice=crystSi&mountingplace=free&usehorizon=1
10 | 90 | 2 | 98.92 | 3.53 | https://re.jrc.ec.europa.eu/api/v5_3/PVcalc?lat=30.0444&lon=31.2357&peakpower=1&loss=14&angle=10&aspect=-90&outputformat=json&raddatabase=PVGIS-SARAH3&pvtechchoice=crystSi&mountingplace=free&usehorizon=1
10 | 90 | 3 | 137.64 | 4.44 | https://re.jrc.ec.europa.eu/api/v5_3/PVcalc?lat=30.0444&lon=31.2357&peakpower=1&loss=14&angle=10&aspect=-90&outputformat=json&raddatabase=PVGIS-SARAH3&pvtechchoice=crystSi&mountingplace=free&usehorizon=1
10 | 90 | 4 | 155.01 | 5.17 | https://re.jrc.ec.europa.eu/api/v5_3/PVcalc?lat=30.0444&lon=31.2357&peakpower=1&loss=14&angle=10&aspect=-90&outputformat=json&raddatabase=PVGIS-SARAH3&pvtechchoice=crystSi&mountingplace=free&usehorizon=1
10 | 90 | 5 | 173.24 | 5.59 | https://re.jrc.ec.europa.eu/api/v5_3/PVcalc?lat=30.0444&lon=31.2357&peakpower=1&loss=14&angle=10&aspect=-90&outputformat=json&raddatabase=PVGIS-SARAH3&pvtechchoice=crystSi&mountingplace=free&usehorizon=1
10 | 90 | 6 | 177.27 | 5.91 | https://re.jrc.ec.europa.eu/api/v5_3/PVcalc?lat=30.0444&lon=31.2357&peakpower=1&loss=14&angle=10&aspect=-90&outputformat=json&raddatabase=PVGIS-SARAH3&pvtechchoice=crystSi&mountingplace=free&usehorizon=1
10 | 90 | 7 | 179.04 | 5.78 | https://re.jrc.ec.europa.eu/api/v5_3/PVcalc?lat=30.0444&lon=31.2357&peakpower=1&loss=14&angle=10&aspect=-90&outputformat=json&raddatabase=PVGIS-SARAH3&pvtechchoice=crystSi&mountingplace=free&usehorizon=1
10 | 90 | 8 | 166.78 | 5.38 | https://re.jrc.ec.europa.eu/api/v5_3/PVcalc?lat=30.0444&lon=31.2357&peakpower=1&loss=14&angle=10&aspect=-90&outputformat=json&raddatabase=PVGIS-SARAH3&pvtechchoice=crystSi&mountingplace=free&usehorizon=1
10 | 90 | 9 | 142.63 | 4.75 | https://re.jrc.ec.europa.eu/api/v5_3/PVcalc?lat=30.0444&lon=31.2357&peakpower=1&loss=14&angle=10&aspect=-90&outputformat=json&raddatabase=PVGIS-SARAH3&pvtechchoice=crystSi&mountingplace=free&usehorizon=1
10 | 90 | 10 | 120.59 | 3.89 | https://re.jrc.ec.europa.eu/api/v5_3/PVcalc?lat=30.0444&lon=31.2357&peakpower=1&loss=14&angle=10&aspect=-90&outputformat=json&raddatabase=PVGIS-SARAH3&pvtechchoice=crystSi&mountingplace=free&usehorizon=1
10 | 90 | 11 | 94.02 | 3.13 | https://re.jrc.ec.europa.eu/api/v5_3/PVcalc?lat=30.0444&lon=31.2357&peakpower=1&loss=14&angle=10&aspect=-90&outputformat=json&raddatabase=PVGIS-SARAH3&pvtechchoice=crystSi&mountingplace=free&usehorizon=1
10 | 90 | 12 | 84 | 2.71 | https://re.jrc.ec.europa.eu/api/v5_3/PVcalc?lat=30.0444&lon=31.2357&peakpower=1&loss=14&angle=10&aspect=-90&outputformat=json&raddatabase=PVGIS-SARAH3&pvtechchoice=crystSi&mountingplace=free&usehorizon=1
10 | 105 | 1 | 93.19 | 3.01 | https://re.jrc.ec.europa.eu/api/v5_3/PVcalc?lat=30.0444&lon=31.2357&peakpower=1&loss=14&angle=10&aspect=-75&outputformat=json&raddatabase=PVGIS-SARAH3&pvtechchoice=crystSi&mountingplace=free&usehorizon=1
10 | 105 | 2 | 102.53 | 3.66 | https://re.jrc.ec.europa.eu/api/v5_3/PVcalc?lat=30.0444&lon=31.2357&peakpower=1&loss=14&angle=10&aspect=-75&outputformat=json&raddatabase=PVGIS-SARAH3&pvtechchoice=crystSi&mountingplace=free&usehorizon=1
10 | 105 | 3 | 140.75 | 4.54 | https://re.jrc.ec.europa.eu/api/v5_3/PVcalc?lat=30.0444&lon=31.2357&peakpower=1&loss=14&angle=10&aspect=-75&outputformat=json&raddatabase=PVGIS-SARAH3&pvtechchoice=crystSi&mountingplace=free&usehorizon=1
10 | 105 | 4 | 156.7 | 5.22 | https://re.jrc.ec.europa.eu/api/v5_3/PVcalc?lat=30.0444&lon=31.2357&peakpower=1&loss=14&angle=10&aspect=-75&outputformat=json&raddatabase=PVGIS-SARAH3&pvtechchoice=crystSi&mountingplace=free&usehorizon=1
10 | 105 | 5 | 173.65 | 5.6 | https://re.jrc.ec.europa.eu/api/v5_3/PVcalc?lat=30.0444&lon=31.2357&peakpower=1&loss=14&angle=10&aspect=-75&outputformat=json&raddatabase=PVGIS-SARAH3&pvtechchoice=crystSi&mountingplace=free&usehorizon=1
10 | 105 | 6 | 177.03 | 5.9 | https://re.jrc.ec.europa.eu/api/v5_3/PVcalc?lat=30.0444&lon=31.2357&peakpower=1&loss=14&angle=10&aspect=-75&outputformat=json&raddatabase=PVGIS-SARAH3&pvtechchoice=crystSi&mountingplace=free&usehorizon=1
10 | 105 | 7 | 179.16 | 5.78 | https://re.jrc.ec.europa.eu/api/v5_3/PVcalc?lat=30.0444&lon=31.2357&peakpower=1&loss=14&angle=10&aspect=-75&outputformat=json&raddatabase=PVGIS-SARAH3&pvtechchoice=crystSi&mountingplace=free&usehorizon=1
10 | 105 | 8 | 168.07 | 5.42 | https://re.jrc.ec.europa.eu/api/v5_3/PVcalc?lat=30.0444&lon=31.2357&peakpower=1&loss=14&angle=10&aspect=-75&outputformat=json&raddatabase=PVGIS-SARAH3&pvtechchoice=crystSi&mountingplace=free&usehorizon=1
10 | 105 | 9 | 145.36 | 4.85 | https://re.jrc.ec.europa.eu/api/v5_3/PVcalc?lat=30.0444&lon=31.2357&peakpower=1&loss=14&angle=10&aspect=-75&outputformat=json&raddatabase=PVGIS-SARAH3&pvtechchoice=crystSi&mountingplace=free&usehorizon=1
10 | 105 | 10 | 124.67 | 4.02 | https://re.jrc.ec.europa.eu/api/v5_3/PVcalc?lat=30.0444&lon=31.2357&peakpower=1&loss=14&angle=10&aspect=-75&outputformat=json&raddatabase=PVGIS-SARAH3&pvtechchoice=crystSi&mountingplace=free&usehorizon=1
10 | 105 | 11 | 98.65 | 3.29 | https://re.jrc.ec.europa.eu/api/v5_3/PVcalc?lat=30.0444&lon=31.2357&peakpower=1&loss=14&angle=10&aspect=-75&outputformat=json&raddatabase=PVGIS-SARAH3&pvtechchoice=crystSi&mountingplace=free&usehorizon=1
10 | 105 | 12 | 88.86 | 2.87 | https://re.jrc.ec.europa.eu/api/v5_3/PVcalc?lat=30.0444&lon=31.2357&peakpower=1&loss=14&angle=10&aspect=-75&outputformat=json&raddatabase=PVGIS-SARAH3&pvtechchoice=crystSi&mountingplace=free&usehorizon=1
10 | 120 | 1 | 97.53 | 3.15 | https://re.jrc.ec.europa.eu/api/v5_3/PVcalc?lat=30.0444&lon=31.2357&peakpower=1&loss=14&angle=10&aspect=-60&outputformat=json&raddatabase=PVGIS-SARAH3&pvtechchoice=crystSi&mountingplace=free&usehorizon=1
10 | 120 | 2 | 105.74 | 3.78 | https://re.jrc.ec.europa.eu/api/v5_3/PVcalc?lat=30.0444&lon=31.2357&peakpower=1&loss=14&angle=10&aspect=-60&outputformat=json&raddatabase=PVGIS-SARAH3&pvtechchoice=crystSi&mountingplace=free&usehorizon=1
10 | 120 | 3 | 143.71 | 4.64 | https://re.jrc.ec.europa.eu/api/v5_3/PVcalc?lat=30.0444&lon=31.2357&peakpower=1&loss=14&angle=10&aspect=-60&outputformat=json&raddatabase=PVGIS-SARAH3&pvtechchoice=crystSi&mountingplace=free&usehorizon=1
10 | 120 | 4 | 158.35 | 5.28 | https://re.jrc.ec.europa.eu/api/v5_3/PVcalc?lat=30.0444&lon=31.2357&peakpower=1&loss=14&angle=10&aspect=-60&outputformat=json&raddatabase=PVGIS-SARAH3&pvtechchoice=crystSi&mountingplace=free&usehorizon=1
10 | 120 | 5 | 174.08 | 5.62 | https://re.jrc.ec.europa.eu/api/v5_3/PVcalc?lat=30.0444&lon=31.2357&peakpower=1&loss=14&angle=10&aspect=-60&outputformat=json&raddatabase=PVGIS-SARAH3&pvtechchoice=crystSi&mountingplace=free&usehorizon=1
10 | 120 | 6 | 176.89 | 5.9 | https://re.jrc.ec.europa.eu/api/v5_3/PVcalc?lat=30.0444&lon=31.2357&peakpower=1&loss=14&angle=10&aspect=-60&outputformat=json&raddatabase=PVGIS-SARAH3&pvtechchoice=crystSi&mountingplace=free&usehorizon=1
10 | 120 | 7 | 179.4 | 5.79 | https://re.jrc.ec.europa.eu/api/v5_3/PVcalc?lat=30.0444&lon=31.2357&peakpower=1&loss=14&angle=10&aspect=-60&outputformat=json&raddatabase=PVGIS-SARAH3&pvtechchoice=crystSi&mountingplace=free&usehorizon=1
10 | 120 | 8 | 169.39 | 5.46 | https://re.jrc.ec.europa.eu/api/v5_3/PVcalc?lat=30.0444&lon=31.2357&peakpower=1&loss=14&angle=10&aspect=-60&outputformat=json&raddatabase=PVGIS-SARAH3&pvtechchoice=crystSi&mountingplace=free&usehorizon=1
10 | 120 | 9 | 147.95 | 4.93 | https://re.jrc.ec.europa.eu/api/v5_3/PVcalc?lat=30.0444&lon=31.2357&peakpower=1&loss=14&angle=10&aspect=-60&outputformat=json&raddatabase=PVGIS-SARAH3&pvtechchoice=crystSi&mountingplace=free&usehorizon=1
10 | 120 | 10 | 128.47 | 4.14 | https://re.jrc.ec.europa.eu/api/v5_3/PVcalc?lat=30.0444&lon=31.2357&peakpower=1&loss=14&angle=10&aspect=-60&outputformat=json&raddatabase=PVGIS-SARAH3&pvtechchoice=crystSi&mountingplace=free&usehorizon=1
10 | 120 | 11 | 103.02 | 3.43 | https://re.jrc.ec.europa.eu/api/v5_3/PVcalc?lat=30.0444&lon=31.2357&peakpower=1&loss=14&angle=10&aspect=-60&outputformat=json&raddatabase=PVGIS-SARAH3&pvtechchoice=crystSi&mountingplace=free&usehorizon=1
10 | 120 | 12 | 93.46 | 3.01 | https://re.jrc.ec.europa.eu/api/v5_3/PVcalc?lat=30.0444&lon=31.2357&peakpower=1&loss=14&angle=10&aspect=-60&outputformat=json&raddatabase=PVGIS-SARAH3&pvtechchoice=crystSi&mountingplace=free&usehorizon=1
10 | 135 | 1 | 101.22 | 3.27 | https://re.jrc.ec.europa.eu/api/v5_3/PVcalc?lat=30.0444&lon=31.2357&peakpower=1&loss=14&angle=10&aspect=-45&outputformat=json&raddatabase=PVGIS-SARAH3&pvtechchoice=crystSi&mountingplace=free&usehorizon=1
10 | 135 | 2 | 108.43 | 3.87 | https://re.jrc.ec.europa.eu/api/v5_3/PVcalc?lat=30.0444&lon=31.2357&peakpower=1&loss=14&angle=10&aspect=-45&outputformat=json&raddatabase=PVGIS-SARAH3&pvtechchoice=crystSi&mountingplace=free&usehorizon=1
10 | 135 | 3 | 146.32 | 4.72 | https://re.jrc.ec.europa.eu/api/v5_3/PVcalc?lat=30.0444&lon=31.2357&peakpower=1&loss=14&angle=10&aspect=-45&outputformat=json&raddatabase=PVGIS-SARAH3&pvtechchoice=crystSi&mountingplace=free&usehorizon=1
10 | 135 | 4 | 159.87 | 5.33 | https://re.jrc.ec.europa.eu/api/v5_3/PVcalc?lat=30.0444&lon=31.2357&peakpower=1&loss=14&angle=10&aspect=-45&outputformat=json&raddatabase=PVGIS-SARAH3&pvtechchoice=crystSi&mountingplace=free&usehorizon=1
10 | 135 | 5 | 174.51 | 5.63 | https://re.jrc.ec.europa.eu/api/v5_3/PVcalc?lat=30.0444&lon=31.2357&peakpower=1&loss=14&angle=10&aspect=-45&outputformat=json&raddatabase=PVGIS-SARAH3&pvtechchoice=crystSi&mountingplace=free&usehorizon=1
10 | 135 | 6 | 176.83 | 5.89 | https://re.jrc.ec.europa.eu/api/v5_3/PVcalc?lat=30.0444&lon=31.2357&peakpower=1&loss=14&angle=10&aspect=-45&outputformat=json&raddatabase=PVGIS-SARAH3&pvtechchoice=crystSi&mountingplace=free&usehorizon=1
10 | 135 | 7 | 179.64 | 5.79 | https://re.jrc.ec.europa.eu/api/v5_3/PVcalc?lat=30.0444&lon=31.2357&peakpower=1&loss=14&angle=10&aspect=-45&outputformat=json&raddatabase=PVGIS-SARAH3&pvtechchoice=crystSi&mountingplace=free&usehorizon=1
10 | 135 | 8 | 170.65 | 5.5 | https://re.jrc.ec.europa.eu/api/v5_3/PVcalc?lat=30.0444&lon=31.2357&peakpower=1&loss=14&angle=10&aspect=-45&outputformat=json&raddatabase=PVGIS-SARAH3&pvtechchoice=crystSi&mountingplace=free&usehorizon=1
10 | 135 | 9 | 150.3 | 5.01 | https://re.jrc.ec.europa.eu/api/v5_3/PVcalc?lat=30.0444&lon=31.2357&peakpower=1&loss=14&angle=10&aspect=-45&outputformat=json&raddatabase=PVGIS-SARAH3&pvtechchoice=crystSi&mountingplace=free&usehorizon=1
10 | 135 | 10 | 131.77 | 4.25 | https://re.jrc.ec.europa.eu/api/v5_3/PVcalc?lat=30.0444&lon=31.2357&peakpower=1&loss=14&angle=10&aspect=-45&outputformat=json&raddatabase=PVGIS-SARAH3&pvtechchoice=crystSi&mountingplace=free&usehorizon=1
10 | 135 | 11 | 106.76 | 3.56 | https://re.jrc.ec.europa.eu/api/v5_3/PVcalc?lat=30.0444&lon=31.2357&peakpower=1&loss=14&angle=10&aspect=-45&outputformat=json&raddatabase=PVGIS-SARAH3&pvtechchoice=crystSi&mountingplace=free&usehorizon=1
10 | 135 | 12 | 97.36 | 3.14 | https://re.jrc.ec.europa.eu/api/v5_3/PVcalc?lat=30.0444&lon=31.2357&peakpower=1&loss=14&angle=10&aspect=-45&outputformat=json&raddatabase=PVGIS-SARAH3&pvtechchoice=crystSi&mountingplace=free&usehorizon=1
10 | 150 | 1 | 104.02 | 3.36 | https://re.jrc.ec.europa.eu/api/v5_3/PVcalc?lat=30.0444&lon=31.2357&peakpower=1&loss=14&angle=10&aspect=-30&outputformat=json&raddatabase=PVGIS-SARAH3&pvtechchoice=crystSi&mountingplace=free&usehorizon=1
10 | 150 | 2 | 110.48 | 3.95 | https://re.jrc.ec.europa.eu/api/v5_3/PVcalc?lat=30.0444&lon=31.2357&peakpower=1&loss=14&angle=10&aspect=-30&outputformat=json&raddatabase=PVGIS-SARAH3&pvtechchoice=crystSi&mountingplace=free&usehorizon=1
10 | 150 | 3 | 148.41 | 4.79 | https://re.jrc.ec.europa.eu/api/v5_3/PVcalc?lat=30.0444&lon=31.2357&peakpower=1&loss=14&angle=10&aspect=-30&outputformat=json&raddatabase=PVGIS-SARAH3&pvtechchoice=crystSi&mountingplace=free&usehorizon=1
10 | 150 | 4 | 161.14 | 5.37 | https://re.jrc.ec.europa.eu/api/v5_3/PVcalc?lat=30.0444&lon=31.2357&peakpower=1&loss=14&angle=10&aspect=-30&outputformat=json&raddatabase=PVGIS-SARAH3&pvtechchoice=crystSi&mountingplace=free&usehorizon=1
10 | 150 | 5 | 174.9 | 5.64 | https://re.jrc.ec.europa.eu/api/v5_3/PVcalc?lat=30.0444&lon=31.2357&peakpower=1&loss=14&angle=10&aspect=-30&outputformat=json&raddatabase=PVGIS-SARAH3&pvtechchoice=crystSi&mountingplace=free&usehorizon=1
10 | 150 | 6 | 176.67 | 5.89 | https://re.jrc.ec.europa.eu/api/v5_3/PVcalc?lat=30.0444&lon=31.2357&peakpower=1&loss=14&angle=10&aspect=-30&outputformat=json&raddatabase=PVGIS-SARAH3&pvtechchoice=crystSi&mountingplace=free&usehorizon=1
10 | 150 | 7 | 179.85 | 5.8 | https://re.jrc.ec.europa.eu/api/v5_3/PVcalc?lat=30.0444&lon=31.2357&peakpower=1&loss=14&angle=10&aspect=-30&outputformat=json&raddatabase=PVGIS-SARAH3&pvtechchoice=crystSi&mountingplace=free&usehorizon=1
10 | 150 | 8 | 171.77 | 5.54 | https://re.jrc.ec.europa.eu/api/v5_3/PVcalc?lat=30.0444&lon=31.2357&peakpower=1&loss=14&angle=10&aspect=-30&outputformat=json&raddatabase=PVGIS-SARAH3&pvtechchoice=crystSi&mountingplace=free&usehorizon=1
10 | 150 | 9 | 152.32 | 5.08 | https://re.jrc.ec.europa.eu/api/v5_3/PVcalc?lat=30.0444&lon=31.2357&peakpower=1&loss=14&angle=10&aspect=-30&outputformat=json&raddatabase=PVGIS-SARAH3&pvtechchoice=crystSi&mountingplace=free&usehorizon=1
10 | 150 | 10 | 134.3 | 4.33 | https://re.jrc.ec.europa.eu/api/v5_3/PVcalc?lat=30.0444&lon=31.2357&peakpower=1&loss=14&angle=10&aspect=-30&outputformat=json&raddatabase=PVGIS-SARAH3&pvtechchoice=crystSi&mountingplace=free&usehorizon=1
10 | 150 | 11 | 109.62 | 3.65 | https://re.jrc.ec.europa.eu/api/v5_3/PVcalc?lat=30.0444&lon=31.2357&peakpower=1&loss=14&angle=10&aspect=-30&outputformat=json&raddatabase=PVGIS-SARAH3&pvtechchoice=crystSi&mountingplace=free&usehorizon=1
10 | 150 | 12 | 100.33 | 3.24 | https://re.jrc.ec.europa.eu/api/v5_3/PVcalc?lat=30.0444&lon=31.2357&peakpower=1&loss=14&angle=10&aspect=-30&outputformat=json&raddatabase=PVGIS-SARAH3&pvtechchoice=crystSi&mountingplace=free&usehorizon=1
10 | 165 | 1 | 105.73 | 3.41 | https://re.jrc.ec.europa.eu/api/v5_3/PVcalc?lat=30.0444&lon=31.2357&peakpower=1&loss=14&angle=10&aspect=-15&outputformat=json&raddatabase=PVGIS-SARAH3&pvtechchoice=crystSi&mountingplace=free&usehorizon=1
10 | 165 | 2 | 111.72 | 3.99 | https://re.jrc.ec.europa.eu/api/v5_3/PVcalc?lat=30.0444&lon=31.2357&peakpower=1&loss=14&angle=10&aspect=-15&outputformat=json&raddatabase=PVGIS-SARAH3&pvtechchoice=crystSi&mountingplace=free&usehorizon=1
10 | 165 | 3 | 149.84 | 4.83 | https://re.jrc.ec.europa.eu/api/v5_3/PVcalc?lat=30.0444&lon=31.2357&peakpower=1&loss=14&angle=10&aspect=-15&outputformat=json&raddatabase=PVGIS-SARAH3&pvtechchoice=crystSi&mountingplace=free&usehorizon=1
10 | 165 | 4 | 162.09 | 5.4 | https://re.jrc.ec.europa.eu/api/v5_3/PVcalc?lat=30.0444&lon=31.2357&peakpower=1&loss=14&angle=10&aspect=-15&outputformat=json&raddatabase=PVGIS-SARAH3&pvtechchoice=crystSi&mountingplace=free&usehorizon=1
10 | 165 | 5 | 175.15 | 5.65 | https://re.jrc.ec.europa.eu/api/v5_3/PVcalc?lat=30.0444&lon=31.2357&peakpower=1&loss=14&angle=10&aspect=-15&outputformat=json&raddatabase=PVGIS-SARAH3&pvtechchoice=crystSi&mountingplace=free&usehorizon=1
10 | 165 | 6 | 176.86 | 5.9 | https://re.jrc.ec.europa.eu/api/v5_3/PVcalc?lat=30.0444&lon=31.2357&peakpower=1&loss=14&angle=10&aspect=-15&outputformat=json&raddatabase=PVGIS-SARAH3&pvtechchoice=crystSi&mountingplace=free&usehorizon=1
10 | 165 | 7 | 180.39 | 5.82 | https://re.jrc.ec.europa.eu/api/v5_3/PVcalc?lat=30.0444&lon=31.2357&peakpower=1&loss=14&angle=10&aspect=-15&outputformat=json&raddatabase=PVGIS-SARAH3&pvtechchoice=crystSi&mountingplace=free&usehorizon=1
10 | 165 | 8 | 172.59 | 5.57 | https://re.jrc.ec.europa.eu/api/v5_3/PVcalc?lat=30.0444&lon=31.2357&peakpower=1&loss=14&angle=10&aspect=-15&outputformat=json&raddatabase=PVGIS-SARAH3&pvtechchoice=crystSi&mountingplace=free&usehorizon=1
10 | 165 | 9 | 153.83 | 5.13 | https://re.jrc.ec.europa.eu/api/v5_3/PVcalc?lat=30.0444&lon=31.2357&peakpower=1&loss=14&angle=10&aspect=-15&outputformat=json&raddatabase=PVGIS-SARAH3&pvtechchoice=crystSi&mountingplace=free&usehorizon=1
10 | 165 | 10 | 135.97 | 4.39 | https://re.jrc.ec.europa.eu/api/v5_3/PVcalc?lat=30.0444&lon=31.2357&peakpower=1&loss=14&angle=10&aspect=-15&outputformat=json&raddatabase=PVGIS-SARAH3&pvtechchoice=crystSi&mountingplace=free&usehorizon=1
10 | 165 | 11 | 111.4 | 3.71 | https://re.jrc.ec.europa.eu/api/v5_3/PVcalc?lat=30.0444&lon=31.2357&peakpower=1&loss=14&angle=10&aspect=-15&outputformat=json&raddatabase=PVGIS-SARAH3&pvtechchoice=crystSi&mountingplace=free&usehorizon=1
10 | 165 | 12 | 102.15 | 3.3 | https://re.jrc.ec.europa.eu/api/v5_3/PVcalc?lat=30.0444&lon=31.2357&peakpower=1&loss=14&angle=10&aspect=-15&outputformat=json&raddatabase=PVGIS-SARAH3&pvtechchoice=crystSi&mountingplace=free&usehorizon=1
10 | 180 | 1 | 106.22 | 3.43 | https://re.jrc.ec.europa.eu/api/v5_3/PVcalc?lat=30.0444&lon=31.2357&peakpower=1&loss=14&angle=10&aspect=0&outputformat=json&raddatabase=PVGIS-SARAH3&pvtechchoice=crystSi&mountingplace=free&usehorizon=1
10 | 180 | 2 | 112.03 | 4 | https://re.jrc.ec.europa.eu/api/v5_3/PVcalc?lat=30.0444&lon=31.2357&peakpower=1&loss=14&angle=10&aspect=0&outputformat=json&raddatabase=PVGIS-SARAH3&pvtechchoice=crystSi&mountingplace=free&usehorizon=1
10 | 180 | 3 | 150.49 | 4.85 | https://re.jrc.ec.europa.eu/api/v5_3/PVcalc?lat=30.0444&lon=31.2357&peakpower=1&loss=14&angle=10&aspect=0&outputformat=json&raddatabase=PVGIS-SARAH3&pvtechchoice=crystSi&mountingplace=free&usehorizon=1
10 | 180 | 4 | 162.63 | 5.42 | https://re.jrc.ec.europa.eu/api/v5_3/PVcalc?lat=30.0444&lon=31.2357&peakpower=1&loss=14&angle=10&aspect=0&outputformat=json&raddatabase=PVGIS-SARAH3&pvtechchoice=crystSi&mountingplace=free&usehorizon=1
10 | 180 | 5 | 175.39 | 5.66 | https://re.jrc.ec.europa.eu/api/v5_3/PVcalc?lat=30.0444&lon=31.2357&peakpower=1&loss=14&angle=10&aspect=0&outputformat=json&raddatabase=PVGIS-SARAH3&pvtechchoice=crystSi&mountingplace=free&usehorizon=1
10 | 180 | 6 | 177.23 | 5.91 | https://re.jrc.ec.europa.eu/api/v5_3/PVcalc?lat=30.0444&lon=31.2357&peakpower=1&loss=14&angle=10&aspect=0&outputformat=json&raddatabase=PVGIS-SARAH3&pvtechchoice=crystSi&mountingplace=free&usehorizon=1
10 | 180 | 7 | 181.02 | 5.84 | https://re.jrc.ec.europa.eu/api/v5_3/PVcalc?lat=30.0444&lon=31.2357&peakpower=1&loss=14&angle=10&aspect=0&outputformat=json&raddatabase=PVGIS-SARAH3&pvtechchoice=crystSi&mountingplace=free&usehorizon=1
10 | 180 | 8 | 173.23 | 5.59 | https://re.jrc.ec.europa.eu/api/v5_3/PVcalc?lat=30.0444&lon=31.2357&peakpower=1&loss=14&angle=10&aspect=0&outputformat=json&raddatabase=PVGIS-SARAH3&pvtechchoice=crystSi&mountingplace=free&usehorizon=1
10 | 180 | 9 | 154.7 | 5.16 | https://re.jrc.ec.europa.eu/api/v5_3/PVcalc?lat=30.0444&lon=31.2357&peakpower=1&loss=14&angle=10&aspect=0&outputformat=json&raddatabase=PVGIS-SARAH3&pvtechchoice=crystSi&mountingplace=free&usehorizon=1
10 | 180 | 10 | 136.63 | 4.41 | https://re.jrc.ec.europa.eu/api/v5_3/PVcalc?lat=30.0444&lon=31.2357&peakpower=1&loss=14&angle=10&aspect=0&outputformat=json&raddatabase=PVGIS-SARAH3&pvtechchoice=crystSi&mountingplace=free&usehorizon=1
10 | 180 | 11 | 111.97 | 3.73 | https://re.jrc.ec.europa.eu/api/v5_3/PVcalc?lat=30.0444&lon=31.2357&peakpower=1&loss=14&angle=10&aspect=0&outputformat=json&raddatabase=PVGIS-SARAH3&pvtechchoice=crystSi&mountingplace=free&usehorizon=1
10 | 180 | 12 | 102.68 | 3.31 | https://re.jrc.ec.europa.eu/api/v5_3/PVcalc?lat=30.0444&lon=31.2357&peakpower=1&loss=14&angle=10&aspect=0&outputformat=json&raddatabase=PVGIS-SARAH3&pvtechchoice=crystSi&mountingplace=free&usehorizon=1
10 | 195 | 1 | 105.48 | 3.4 | https://re.jrc.ec.europa.eu/api/v5_3/PVcalc?lat=30.0444&lon=31.2357&peakpower=1&loss=14&angle=10&aspect=15&outputformat=json&raddatabase=PVGIS-SARAH3&pvtechchoice=crystSi&mountingplace=free&usehorizon=1
10 | 195 | 2 | 111.4 | 3.98 | https://re.jrc.ec.europa.eu/api/v5_3/PVcalc?lat=30.0444&lon=31.2357&peakpower=1&loss=14&angle=10&aspect=15&outputformat=json&raddatabase=PVGIS-SARAH3&pvtechchoice=crystSi&mountingplace=free&usehorizon=1
10 | 195 | 3 | 150.29 | 4.85 | https://re.jrc.ec.europa.eu/api/v5_3/PVcalc?lat=30.0444&lon=31.2357&peakpower=1&loss=14&angle=10&aspect=15&outputformat=json&raddatabase=PVGIS-SARAH3&pvtechchoice=crystSi&mountingplace=free&usehorizon=1
10 | 195 | 4 | 162.72 | 5.42 | https://re.jrc.ec.europa.eu/api/v5_3/PVcalc?lat=30.0444&lon=31.2357&peakpower=1&loss=14&angle=10&aspect=15&outputformat=json&raddatabase=PVGIS-SARAH3&pvtechchoice=crystSi&mountingplace=free&usehorizon=1
10 | 195 | 5 | 175.58 | 5.66 | https://re.jrc.ec.europa.eu/api/v5_3/PVcalc?lat=30.0444&lon=31.2357&peakpower=1&loss=14&angle=10&aspect=15&outputformat=json&raddatabase=PVGIS-SARAH3&pvtechchoice=crystSi&mountingplace=free&usehorizon=1
10 | 195 | 6 | 177.75 | 5.93 | https://re.jrc.ec.europa.eu/api/v5_3/PVcalc?lat=30.0444&lon=31.2357&peakpower=1&loss=14&angle=10&aspect=15&outputformat=json&raddatabase=PVGIS-SARAH3&pvtechchoice=crystSi&mountingplace=free&usehorizon=1
10 | 195 | 7 | 181.71 | 5.86 | https://re.jrc.ec.europa.eu/api/v5_3/PVcalc?lat=30.0444&lon=31.2357&peakpower=1&loss=14&angle=10&aspect=15&outputformat=json&raddatabase=PVGIS-SARAH3&pvtechchoice=crystSi&mountingplace=free&usehorizon=1
10 | 195 | 8 | 173.63 | 5.6 | https://re.jrc.ec.europa.eu/api/v5_3/PVcalc?lat=30.0444&lon=31.2357&peakpower=1&loss=14&angle=10&aspect=15&outputformat=json&raddatabase=PVGIS-SARAH3&pvtechchoice=crystSi&mountingplace=free&usehorizon=1
10 | 195 | 9 | 154.85 | 5.16 | https://re.jrc.ec.europa.eu/api/v5_3/PVcalc?lat=30.0444&lon=31.2357&peakpower=1&loss=14&angle=10&aspect=15&outputformat=json&raddatabase=PVGIS-SARAH3&pvtechchoice=crystSi&mountingplace=free&usehorizon=1
10 | 195 | 10 | 136.21 | 4.39 | https://re.jrc.ec.europa.eu/api/v5_3/PVcalc?lat=30.0444&lon=31.2357&peakpower=1&loss=14&angle=10&aspect=15&outputformat=json&raddatabase=PVGIS-SARAH3&pvtechchoice=crystSi&mountingplace=free&usehorizon=1
10 | 195 | 11 | 111.28 | 3.71 | https://re.jrc.ec.europa.eu/api/v5_3/PVcalc?lat=30.0444&lon=31.2357&peakpower=1&loss=14&angle=10&aspect=15&outputformat=json&raddatabase=PVGIS-SARAH3&pvtechchoice=crystSi&mountingplace=free&usehorizon=1
10 | 195 | 12 | 101.9 | 3.29 | https://re.jrc.ec.europa.eu/api/v5_3/PVcalc?lat=30.0444&lon=31.2357&peakpower=1&loss=14&angle=10&aspect=15&outputformat=json&raddatabase=PVGIS-SARAH3&pvtechchoice=crystSi&mountingplace=free&usehorizon=1
10 | 210 | 1 | 103.53 | 3.34 | https://re.jrc.ec.europa.eu/api/v5_3/PVcalc?lat=30.0444&lon=31.2357&peakpower=1&loss=14&angle=10&aspect=30&outputformat=json&raddatabase=PVGIS-SARAH3&pvtechchoice=crystSi&mountingplace=free&usehorizon=1
10 | 210 | 2 | 109.86 | 3.92 | https://re.jrc.ec.europa.eu/api/v5_3/PVcalc?lat=30.0444&lon=31.2357&peakpower=1&loss=14&angle=10&aspect=30&outputformat=json&raddatabase=PVGIS-SARAH3&pvtechchoice=crystSi&mountingplace=free&usehorizon=1
10 | 210 | 3 | 149.26 | 4.81 | https://re.jrc.ec.europa.eu/api/v5_3/PVcalc?lat=30.0444&lon=31.2357&peakpower=1&loss=14&angle=10&aspect=30&outputformat=json&raddatabase=PVGIS-SARAH3&pvtechchoice=crystSi&mountingplace=free&usehorizon=1
10 | 210 | 4 | 162.36 | 5.41 | https://re.jrc.ec.europa.eu/api/v5_3/PVcalc?lat=30.0444&lon=31.2357&peakpower=1&loss=14&angle=10&aspect=30&outputformat=json&raddatabase=PVGIS-SARAH3&pvtechchoice=crystSi&mountingplace=free&usehorizon=1
10 | 210 | 5 | 175.67 | 5.67 | https://re.jrc.ec.europa.eu/api/v5_3/PVcalc?lat=30.0444&lon=31.2357&peakpower=1&loss=14&angle=10&aspect=30&outputformat=json&raddatabase=PVGIS-SARAH3&pvtechchoice=crystSi&mountingplace=free&usehorizon=1
10 | 210 | 6 | 178.37 | 5.95 | https://re.jrc.ec.europa.eu/api/v5_3/PVcalc?lat=30.0444&lon=31.2357&peakpower=1&loss=14&angle=10&aspect=30&outputformat=json&raddatabase=PVGIS-SARAH3&pvtechchoice=crystSi&mountingplace=free&usehorizon=1
10 | 210 | 7 | 182.4 | 5.88 | https://re.jrc.ec.europa.eu/api/v5_3/PVcalc?lat=30.0444&lon=31.2357&peakpower=1&loss=14&angle=10&aspect=30&outputformat=json&raddatabase=PVGIS-SARAH3&pvtechchoice=crystSi&mountingplace=free&usehorizon=1
10 | 210 | 8 | 173.72 | 5.6 | https://re.jrc.ec.europa.eu/api/v5_3/PVcalc?lat=30.0444&lon=31.2357&peakpower=1&loss=14&angle=10&aspect=30&outputformat=json&raddatabase=PVGIS-SARAH3&pvtechchoice=crystSi&mountingplace=free&usehorizon=1
10 | 210 | 9 | 154.27 | 5.14 | https://re.jrc.ec.europa.eu/api/v5_3/PVcalc?lat=30.0444&lon=31.2357&peakpower=1&loss=14&angle=10&aspect=30&outputformat=json&raddatabase=PVGIS-SARAH3&pvtechchoice=crystSi&mountingplace=free&usehorizon=1
10 | 210 | 10 | 134.73 | 4.35 | https://re.jrc.ec.europa.eu/api/v5_3/PVcalc?lat=30.0444&lon=31.2357&peakpower=1&loss=14&angle=10&aspect=30&outputformat=json&raddatabase=PVGIS-SARAH3&pvtechchoice=crystSi&mountingplace=free&usehorizon=1
10 | 210 | 11 | 109.39 | 3.65 | https://re.jrc.ec.europa.eu/api/v5_3/PVcalc?lat=30.0444&lon=31.2357&peakpower=1&loss=14&angle=10&aspect=30&outputformat=json&raddatabase=PVGIS-SARAH3&pvtechchoice=crystSi&mountingplace=free&usehorizon=1
10 | 210 | 12 | 99.85 | 3.22 | https://re.jrc.ec.europa.eu/api/v5_3/PVcalc?lat=30.0444&lon=31.2357&peakpower=1&loss=14&angle=10&aspect=30&outputformat=json&raddatabase=PVGIS-SARAH3&pvtechchoice=crystSi&mountingplace=free&usehorizon=1
10 | 225 | 1 | 100.53 | 3.24 | https://re.jrc.ec.europa.eu/api/v5_3/PVcalc?lat=30.0444&lon=31.2357&peakpower=1&loss=14&angle=10&aspect=45&outputformat=json&raddatabase=PVGIS-SARAH3&pvtechchoice=crystSi&mountingplace=free&usehorizon=1
10 | 225 | 2 | 107.53 | 3.84 | https://re.jrc.ec.europa.eu/api/v5_3/PVcalc?lat=30.0444&lon=31.2357&peakpower=1&loss=14&angle=10&aspect=45&outputformat=json&raddatabase=PVGIS-SARAH3&pvtechchoice=crystSi&mountingplace=free&usehorizon=1
10 | 225 | 3 | 147.48 | 4.76 | https://re.jrc.ec.europa.eu/api/v5_3/PVcalc?lat=30.0444&lon=31.2357&peakpower=1&loss=14&angle=10&aspect=45&outputformat=json&raddatabase=PVGIS-SARAH3&pvtechchoice=crystSi&mountingplace=free&usehorizon=1
10 | 225 | 4 | 161.57 | 5.39 | https://re.jrc.ec.europa.eu/api/v5_3/PVcalc?lat=30.0444&lon=31.2357&peakpower=1&loss=14&angle=10&aspect=45&outputformat=json&raddatabase=PVGIS-SARAH3&pvtechchoice=crystSi&mountingplace=free&usehorizon=1
10 | 225 | 5 | 175.67 | 5.67 | https://re.jrc.ec.europa.eu/api/v5_3/PVcalc?lat=30.0444&lon=31.2357&peakpower=1&loss=14&angle=10&aspect=45&outputformat=json&raddatabase=PVGIS-SARAH3&pvtechchoice=crystSi&mountingplace=free&usehorizon=1
10 | 225 | 6 | 179.03 | 5.97 | https://re.jrc.ec.europa.eu/api/v5_3/PVcalc?lat=30.0444&lon=31.2357&peakpower=1&loss=14&angle=10&aspect=45&outputformat=json&raddatabase=PVGIS-SARAH3&pvtechchoice=crystSi&mountingplace=free&usehorizon=1
10 | 225 | 7 | 183.02 | 5.9 | https://re.jrc.ec.europa.eu/api/v5_3/PVcalc?lat=30.0444&lon=31.2357&peakpower=1&loss=14&angle=10&aspect=45&outputformat=json&raddatabase=PVGIS-SARAH3&pvtechchoice=crystSi&mountingplace=free&usehorizon=1
10 | 225 | 8 | 173.49 | 5.6 | https://re.jrc.ec.europa.eu/api/v5_3/PVcalc?lat=30.0444&lon=31.2357&peakpower=1&loss=14&angle=10&aspect=45&outputformat=json&raddatabase=PVGIS-SARAH3&pvtechchoice=crystSi&mountingplace=free&usehorizon=1
10 | 225 | 9 | 152.98 | 5.1 | https://re.jrc.ec.europa.eu/api/v5_3/PVcalc?lat=30.0444&lon=31.2357&peakpower=1&loss=14&angle=10&aspect=45&outputformat=json&raddatabase=PVGIS-SARAH3&pvtechchoice=crystSi&mountingplace=free&usehorizon=1
10 | 225 | 10 | 132.31 | 4.27 | https://re.jrc.ec.europa.eu/api/v5_3/PVcalc?lat=30.0444&lon=31.2357&peakpower=1&loss=14&angle=10&aspect=45&outputformat=json&raddatabase=PVGIS-SARAH3&pvtechchoice=crystSi&mountingplace=free&usehorizon=1
10 | 225 | 11 | 106.43 | 3.55 | https://re.jrc.ec.europa.eu/api/v5_3/PVcalc?lat=30.0444&lon=31.2357&peakpower=1&loss=14&angle=10&aspect=45&outputformat=json&raddatabase=PVGIS-SARAH3&pvtechchoice=crystSi&mountingplace=free&usehorizon=1
10 | 225 | 12 | 96.68 | 3.12 | https://re.jrc.ec.europa.eu/api/v5_3/PVcalc?lat=30.0444&lon=31.2357&peakpower=1&loss=14&angle=10&aspect=45&outputformat=json&raddatabase=PVGIS-SARAH3&pvtechchoice=crystSi&mountingplace=free&usehorizon=1
10 | 240 | 1 | 96.65 | 3.12 | https://re.jrc.ec.europa.eu/api/v5_3/PVcalc?lat=30.0444&lon=31.2357&peakpower=1&loss=14&angle=10&aspect=60&outputformat=json&raddatabase=PVGIS-SARAH3&pvtechchoice=crystSi&mountingplace=free&usehorizon=1
10 | 240 | 2 | 104.63 | 3.74 | https://re.jrc.ec.europa.eu/api/v5_3/PVcalc?lat=30.0444&lon=31.2357&peakpower=1&loss=14&angle=10&aspect=60&outputformat=json&raddatabase=PVGIS-SARAH3&pvtechchoice=crystSi&mountingplace=free&usehorizon=1
10 | 240 | 3 | 145.08 | 4.68 | https://re.jrc.ec.europa.eu/api/v5_3/PVcalc?lat=30.0444&lon=31.2357&peakpower=1&loss=14&angle=10&aspect=60&outputformat=json&raddatabase=PVGIS-SARAH3&pvtechchoice=crystSi&mountingplace=free&usehorizon=1
10 | 240 | 4 | 160.44 | 5.35 | https://re.jrc.ec.europa.eu/api/v5_3/PVcalc?lat=30.0444&lon=31.2357&peakpower=1&loss=14&angle=10&aspect=60&outputformat=json&raddatabase=PVGIS-SARAH3&pvtechchoice=crystSi&mountingplace=free&usehorizon=1
10 | 240 | 5 | 175.55 | 5.66 | https://re.jrc.ec.europa.eu/api/v5_3/PVcalc?lat=30.0444&lon=31.2357&peakpower=1&loss=14&angle=10&aspect=60&outputformat=json&raddatabase=PVGIS-SARAH3&pvtechchoice=crystSi&mountingplace=free&usehorizon=1
10 | 240 | 6 | 179.67 | 5.99 | https://re.jrc.ec.europa.eu/api/v5_3/PVcalc?lat=30.0444&lon=31.2357&peakpower=1&loss=14&angle=10&aspect=60&outputformat=json&raddatabase=PVGIS-SARAH3&pvtechchoice=crystSi&mountingplace=free&usehorizon=1
10 | 240 | 7 | 183.52 | 5.92 | https://re.jrc.ec.europa.eu/api/v5_3/PVcalc?lat=30.0444&lon=31.2357&peakpower=1&loss=14&angle=10&aspect=60&outputformat=json&raddatabase=PVGIS-SARAH3&pvtechchoice=crystSi&mountingplace=free&usehorizon=1
10 | 240 | 8 | 172.98 | 5.58 | https://re.jrc.ec.europa.eu/api/v5_3/PVcalc?lat=30.0444&lon=31.2357&peakpower=1&loss=14&angle=10&aspect=60&outputformat=json&raddatabase=PVGIS-SARAH3&pvtechchoice=crystSi&mountingplace=free&usehorizon=1
10 | 240 | 9 | 151.09 | 5.04 | https://re.jrc.ec.europa.eu/api/v5_3/PVcalc?lat=30.0444&lon=31.2357&peakpower=1&loss=14&angle=10&aspect=60&outputformat=json&raddatabase=PVGIS-SARAH3&pvtechchoice=crystSi&mountingplace=free&usehorizon=1
10 | 240 | 10 | 129.11 | 4.16 | https://re.jrc.ec.europa.eu/api/v5_3/PVcalc?lat=30.0444&lon=31.2357&peakpower=1&loss=14&angle=10&aspect=60&outputformat=json&raddatabase=PVGIS-SARAH3&pvtechchoice=crystSi&mountingplace=free&usehorizon=1
10 | 240 | 11 | 102.61 | 3.42 | https://re.jrc.ec.europa.eu/api/v5_3/PVcalc?lat=30.0444&lon=31.2357&peakpower=1&loss=14&angle=10&aspect=60&outputformat=json&raddatabase=PVGIS-SARAH3&pvtechchoice=crystSi&mountingplace=free&usehorizon=1
10 | 240 | 12 | 92.66 | 2.99 | https://re.jrc.ec.europa.eu/api/v5_3/PVcalc?lat=30.0444&lon=31.2357&peakpower=1&loss=14&angle=10&aspect=60&outputformat=json&raddatabase=PVGIS-SARAH3&pvtechchoice=crystSi&mountingplace=free&usehorizon=1
10 | 255 | 1 | 92.16 | 2.97 | https://re.jrc.ec.europa.eu/api/v5_3/PVcalc?lat=30.0444&lon=31.2357&peakpower=1&loss=14&angle=10&aspect=75&outputformat=json&raddatabase=PVGIS-SARAH3&pvtechchoice=crystSi&mountingplace=free&usehorizon=1
10 | 255 | 2 | 101.24 | 3.62 | https://re.jrc.ec.europa.eu/api/v5_3/PVcalc?lat=30.0444&lon=31.2357&peakpower=1&loss=14&angle=10&aspect=75&outputformat=json&raddatabase=PVGIS-SARAH3&pvtechchoice=crystSi&mountingplace=free&usehorizon=1
10 | 255 | 3 | 142.21 | 4.59 | https://re.jrc.ec.europa.eu/api/v5_3/PVcalc?lat=30.0444&lon=31.2357&peakpower=1&loss=14&angle=10&aspect=75&outputformat=json&raddatabase=PVGIS-SARAH3&pvtechchoice=crystSi&mountingplace=free&usehorizon=1
10 | 255 | 4 | 159.01 | 5.3 | https://re.jrc.ec.europa.eu/api/v5_3/PVcalc?lat=30.0444&lon=31.2357&peakpower=1&loss=14&angle=10&aspect=75&outputformat=json&raddatabase=PVGIS-SARAH3&pvtechchoice=crystSi&mountingplace=free&usehorizon=1
10 | 255 | 5 | 175.33 | 5.66 | https://re.jrc.ec.europa.eu/api/v5_3/PVcalc?lat=30.0444&lon=31.2357&peakpower=1&loss=14&angle=10&aspect=75&outputformat=json&raddatabase=PVGIS-SARAH3&pvtechchoice=crystSi&mountingplace=free&usehorizon=1
10 | 255 | 6 | 180.25 | 6.01 | https://re.jrc.ec.europa.eu/api/v5_3/PVcalc?lat=30.0444&lon=31.2357&peakpower=1&loss=14&angle=10&aspect=75&outputformat=json&raddatabase=PVGIS-SARAH3&pvtechchoice=crystSi&mountingplace=free&usehorizon=1
10 | 255 | 7 | 183.86 | 5.93 | https://re.jrc.ec.europa.eu/api/v5_3/PVcalc?lat=30.0444&lon=31.2357&peakpower=1&loss=14&angle=10&aspect=75&outputformat=json&raddatabase=PVGIS-SARAH3&pvtechchoice=crystSi&mountingplace=free&usehorizon=1
10 | 255 | 8 | 172.13 | 5.55 | https://re.jrc.ec.europa.eu/api/v5_3/PVcalc?lat=30.0444&lon=31.2357&peakpower=1&loss=14&angle=10&aspect=75&outputformat=json&raddatabase=PVGIS-SARAH3&pvtechchoice=crystSi&mountingplace=free&usehorizon=1
10 | 255 | 9 | 148.74 | 4.96 | https://re.jrc.ec.europa.eu/api/v5_3/PVcalc?lat=30.0444&lon=31.2357&peakpower=1&loss=14&angle=10&aspect=75&outputformat=json&raddatabase=PVGIS-SARAH3&pvtechchoice=crystSi&mountingplace=free&usehorizon=1
10 | 255 | 10 | 125.35 | 4.04 | https://re.jrc.ec.europa.eu/api/v5_3/PVcalc?lat=30.0444&lon=31.2357&peakpower=1&loss=14&angle=10&aspect=75&outputformat=json&raddatabase=PVGIS-SARAH3&pvtechchoice=crystSi&mountingplace=free&usehorizon=1
10 | 255 | 11 | 98.21 | 3.27 | https://re.jrc.ec.europa.eu/api/v5_3/PVcalc?lat=30.0444&lon=31.2357&peakpower=1&loss=14&angle=10&aspect=75&outputformat=json&raddatabase=PVGIS-SARAH3&pvtechchoice=crystSi&mountingplace=free&usehorizon=1
10 | 255 | 12 | 87.98 | 2.84 | https://re.jrc.ec.europa.eu/api/v5_3/PVcalc?lat=30.0444&lon=31.2357&peakpower=1&loss=14&angle=10&aspect=75&outputformat=json&raddatabase=PVGIS-SARAH3&pvtechchoice=crystSi&mountingplace=free&usehorizon=1
10 | 270 | 1 | 87.36 | 2.82 | https://re.jrc.ec.europa.eu/api/v5_3/PVcalc?lat=30.0444&lon=31.2357&peakpower=1&loss=14&angle=10&aspect=90&outputformat=json&raddatabase=PVGIS-SARAH3&pvtechchoice=crystSi&mountingplace=free&usehorizon=1
10 | 270 | 2 | 97.58 | 3.48 | https://re.jrc.ec.europa.eu/api/v5_3/PVcalc?lat=30.0444&lon=31.2357&peakpower=1&loss=14&angle=10&aspect=90&outputformat=json&raddatabase=PVGIS-SARAH3&pvtechchoice=crystSi&mountingplace=free&usehorizon=1
10 | 270 | 3 | 139.09 | 4.49 | https://re.jrc.ec.europa.eu/api/v5_3/PVcalc?lat=30.0444&lon=31.2357&peakpower=1&loss=14&angle=10&aspect=90&outputformat=json&raddatabase=PVGIS-SARAH3&pvtechchoice=crystSi&mountingplace=free&usehorizon=1
10 | 270 | 4 | 157.39 | 5.25 | https://re.jrc.ec.europa.eu/api/v5_3/PVcalc?lat=30.0444&lon=31.2357&peakpower=1&loss=14&angle=10&aspect=90&outputformat=json&raddatabase=PVGIS-SARAH3&pvtechchoice=crystSi&mountingplace=free&usehorizon=1
10 | 270 | 5 | 175.03 | 5.65 | https://re.jrc.ec.europa.eu/api/v5_3/PVcalc?lat=30.0444&lon=31.2357&peakpower=1&loss=14&angle=10&aspect=90&outputformat=json&raddatabase=PVGIS-SARAH3&pvtechchoice=crystSi&mountingplace=free&usehorizon=1
10 | 270 | 6 | 180.73 | 6.02 | https://re.jrc.ec.europa.eu/api/v5_3/PVcalc?lat=30.0444&lon=31.2357&peakpower=1&loss=14&angle=10&aspect=90&outputformat=json&raddatabase=PVGIS-SARAH3&pvtechchoice=crystSi&mountingplace=free&usehorizon=1
10 | 270 | 7 | 184.03 | 5.94 | https://re.jrc.ec.europa.eu/api/v5_3/PVcalc?lat=30.0444&lon=31.2357&peakpower=1&loss=14&angle=10&aspect=90&outputformat=json&raddatabase=PVGIS-SARAH3&pvtechchoice=crystSi&mountingplace=free&usehorizon=1
10 | 270 | 8 | 171.01 | 5.52 | https://re.jrc.ec.europa.eu/api/v5_3/PVcalc?lat=30.0444&lon=31.2357&peakpower=1&loss=14&angle=10&aspect=90&outputformat=json&raddatabase=PVGIS-SARAH3&pvtechchoice=crystSi&mountingplace=free&usehorizon=1
10 | 270 | 9 | 146.09 | 4.87 | https://re.jrc.ec.europa.eu/api/v5_3/PVcalc?lat=30.0444&lon=31.2357&peakpower=1&loss=14&angle=10&aspect=90&outputformat=json&raddatabase=PVGIS-SARAH3&pvtechchoice=crystSi&mountingplace=free&usehorizon=1
10 | 270 | 10 | 121.28 | 3.91 | https://re.jrc.ec.europa.eu/api/v5_3/PVcalc?lat=30.0444&lon=31.2357&peakpower=1&loss=14&angle=10&aspect=90&outputformat=json&raddatabase=PVGIS-SARAH3&pvtechchoice=crystSi&mountingplace=free&usehorizon=1
10 | 270 | 11 | 93.51 | 3.12 | https://re.jrc.ec.europa.eu/api/v5_3/PVcalc?lat=30.0444&lon=31.2357&peakpower=1&loss=14&angle=10&aspect=90&outputformat=json&raddatabase=PVGIS-SARAH3&pvtechchoice=crystSi&mountingplace=free&usehorizon=1
10 | 270 | 12 | 82.88 | 2.67 | https://re.jrc.ec.europa.eu/api/v5_3/PVcalc?lat=30.0444&lon=31.2357&peakpower=1&loss=14&angle=10&aspect=90&outputformat=json&raddatabase=PVGIS-SARAH3&pvtechchoice=crystSi&mountingplace=free&usehorizon=1
10 | 285 | 1 | 82.53 | 2.66 | https://re.jrc.ec.europa.eu/api/v5_3/PVcalc?lat=30.0444&lon=31.2357&peakpower=1&loss=14&angle=10&aspect=105&outputformat=json&raddatabase=PVGIS-SARAH3&pvtechchoice=crystSi&mountingplace=free&usehorizon=1
10 | 285 | 2 | 93.86 | 3.35 | https://re.jrc.ec.europa.eu/api/v5_3/PVcalc?lat=30.0444&lon=31.2357&peakpower=1&loss=14&angle=10&aspect=105&outputformat=json&raddatabase=PVGIS-SARAH3&pvtechchoice=crystSi&mountingplace=free&usehorizon=1
10 | 285 | 3 | 135.86 | 4.38 | https://re.jrc.ec.europa.eu/api/v5_3/PVcalc?lat=30.0444&lon=31.2357&peakpower=1&loss=14&angle=10&aspect=105&outputformat=json&raddatabase=PVGIS-SARAH3&pvtechchoice=crystSi&mountingplace=free&usehorizon=1
10 | 285 | 4 | 155.68 | 5.19 | https://re.jrc.ec.europa.eu/api/v5_3/PVcalc?lat=30.0444&lon=31.2357&peakpower=1&loss=14&angle=10&aspect=105&outputformat=json&raddatabase=PVGIS-SARAH3&pvtechchoice=crystSi&mountingplace=free&usehorizon=1
10 | 285 | 5 | 174.67 | 5.63 | https://re.jrc.ec.europa.eu/api/v5_3/PVcalc?lat=30.0444&lon=31.2357&peakpower=1&loss=14&angle=10&aspect=105&outputformat=json&raddatabase=PVGIS-SARAH3&pvtechchoice=crystSi&mountingplace=free&usehorizon=1
10 | 285 | 6 | 181.1 | 6.04 | https://re.jrc.ec.europa.eu/api/v5_3/PVcalc?lat=30.0444&lon=31.2357&peakpower=1&loss=14&angle=10&aspect=105&outputformat=json&raddatabase=PVGIS-SARAH3&pvtechchoice=crystSi&mountingplace=free&usehorizon=1
10 | 285 | 7 | 184.03 | 5.94 | https://re.jrc.ec.europa.eu/api/v5_3/PVcalc?lat=30.0444&lon=31.2357&peakpower=1&loss=14&angle=10&aspect=105&outputformat=json&raddatabase=PVGIS-SARAH3&pvtechchoice=crystSi&mountingplace=free&usehorizon=1
10 | 285 | 8 | 169.71 | 5.47 | https://re.jrc.ec.europa.eu/api/v5_3/PVcalc?lat=30.0444&lon=31.2357&peakpower=1&loss=14&angle=10&aspect=105&outputformat=json&raddatabase=PVGIS-SARAH3&pvtechchoice=crystSi&mountingplace=free&usehorizon=1
10 | 285 | 9 | 143.3 | 4.78 | https://re.jrc.ec.europa.eu/api/v5_3/PVcalc?lat=30.0444&lon=31.2357&peakpower=1&loss=14&angle=10&aspect=105&outputformat=json&raddatabase=PVGIS-SARAH3&pvtechchoice=crystSi&mountingplace=free&usehorizon=1
10 | 285 | 10 | 117.13 | 3.78 | https://re.jrc.ec.europa.eu/api/v5_3/PVcalc?lat=30.0444&lon=31.2357&peakpower=1&loss=14&angle=10&aspect=105&outputformat=json&raddatabase=PVGIS-SARAH3&pvtechchoice=crystSi&mountingplace=free&usehorizon=1
10 | 285 | 11 | 88.72 | 2.96 | https://re.jrc.ec.europa.eu/api/v5_3/PVcalc?lat=30.0444&lon=31.2357&peakpower=1&loss=14&angle=10&aspect=105&outputformat=json&raddatabase=PVGIS-SARAH3&pvtechchoice=crystSi&mountingplace=free&usehorizon=1
10 | 285 | 12 | 77.74 | 2.51 | https://re.jrc.ec.europa.eu/api/v5_3/PVcalc?lat=30.0444&lon=31.2357&peakpower=1&loss=14&angle=10&aspect=105&outputformat=json&raddatabase=PVGIS-SARAH3&pvtechchoice=crystSi&mountingplace=free&usehorizon=1
10 | 300 | 1 | 77.99 | 2.52 | https://re.jrc.ec.europa.eu/api/v5_3/PVcalc?lat=30.0444&lon=31.2357&peakpower=1&loss=14&angle=10&aspect=120&outputformat=json&raddatabase=PVGIS-SARAH3&pvtechchoice=crystSi&mountingplace=free&usehorizon=1
10 | 300 | 2 | 90.36 | 3.23 | https://re.jrc.ec.europa.eu/api/v5_3/PVcalc?lat=30.0444&lon=31.2357&peakpower=1&loss=14&angle=10&aspect=120&outputformat=json&raddatabase=PVGIS-SARAH3&pvtechchoice=crystSi&mountingplace=free&usehorizon=1
10 | 300 | 3 | 132.74 | 4.28 | https://re.jrc.ec.europa.eu/api/v5_3/PVcalc?lat=30.0444&lon=31.2357&peakpower=1&loss=14&angle=10&aspect=120&outputformat=json&raddatabase=PVGIS-SARAH3&pvtechchoice=crystSi&mountingplace=free&usehorizon=1
10 | 300 | 4 | 154.02 | 5.13 | https://re.jrc.ec.europa.eu/api/v5_3/PVcalc?lat=30.0444&lon=31.2357&peakpower=1&loss=14&angle=10&aspect=120&outputformat=json&raddatabase=PVGIS-SARAH3&pvtechchoice=crystSi&mountingplace=free&usehorizon=1
10 | 300 | 5 | 174.3 | 5.62 | https://re.jrc.ec.europa.eu/api/v5_3/PVcalc?lat=30.0444&lon=31.2357&peakpower=1&loss=14&angle=10&aspect=120&outputformat=json&raddatabase=PVGIS-SARAH3&pvtechchoice=crystSi&mountingplace=free&usehorizon=1
10 | 300 | 6 | 181.35 | 6.04 | https://re.jrc.ec.europa.eu/api/v5_3/PVcalc?lat=30.0444&lon=31.2357&peakpower=1&loss=14&angle=10&aspect=120&outputformat=json&raddatabase=PVGIS-SARAH3&pvtechchoice=crystSi&mountingplace=free&usehorizon=1
10 | 300 | 7 | 183.87 | 5.93 | https://re.jrc.ec.europa.eu/api/v5_3/PVcalc?lat=30.0444&lon=31.2357&peakpower=1&loss=14&angle=10&aspect=120&outputformat=json&raddatabase=PVGIS-SARAH3&pvtechchoice=crystSi&mountingplace=free&usehorizon=1
10 | 300 | 8 | 168.35 | 5.43 | https://re.jrc.ec.europa.eu/api/v5_3/PVcalc?lat=30.0444&lon=31.2357&peakpower=1&loss=14&angle=10&aspect=120&outputformat=json&raddatabase=PVGIS-SARAH3&pvtechchoice=crystSi&mountingplace=free&usehorizon=1
10 | 300 | 9 | 140.58 | 4.69 | https://re.jrc.ec.europa.eu/api/v5_3/PVcalc?lat=30.0444&lon=31.2357&peakpower=1&loss=14&angle=10&aspect=120&outputformat=json&raddatabase=PVGIS-SARAH3&pvtechchoice=crystSi&mountingplace=free&usehorizon=1
10 | 300 | 10 | 113.19 | 3.65 | https://re.jrc.ec.europa.eu/api/v5_3/PVcalc?lat=30.0444&lon=31.2357&peakpower=1&loss=14&angle=10&aspect=120&outputformat=json&raddatabase=PVGIS-SARAH3&pvtechchoice=crystSi&mountingplace=free&usehorizon=1
10 | 300 | 11 | 84.12 | 2.8 | https://re.jrc.ec.europa.eu/api/v5_3/PVcalc?lat=30.0444&lon=31.2357&peakpower=1&loss=14&angle=10&aspect=120&outputformat=json&raddatabase=PVGIS-SARAH3&pvtechchoice=crystSi&mountingplace=free&usehorizon=1
10 | 300 | 12 | 72.88 | 2.35 | https://re.jrc.ec.europa.eu/api/v5_3/PVcalc?lat=30.0444&lon=31.2357&peakpower=1&loss=14&angle=10&aspect=120&outputformat=json&raddatabase=PVGIS-SARAH3&pvtechchoice=crystSi&mountingplace=free&usehorizon=1
10 | 315 | 1 | 74.04 | 2.39 | https://re.jrc.ec.europa.eu/api/v5_3/PVcalc?lat=30.0444&lon=31.2357&peakpower=1&loss=14&angle=10&aspect=135&outputformat=json&raddatabase=PVGIS-SARAH3&pvtechchoice=crystSi&mountingplace=free&usehorizon=1
10 | 315 | 2 | 87.3 | 3.12 | https://re.jrc.ec.europa.eu/api/v5_3/PVcalc?lat=30.0444&lon=31.2357&peakpower=1&loss=14&angle=10&aspect=135&outputformat=json&raddatabase=PVGIS-SARAH3&pvtechchoice=crystSi&mountingplace=free&usehorizon=1
10 | 315 | 3 | 129.96 | 4.19 | https://re.jrc.ec.europa.eu/api/v5_3/PVcalc?lat=30.0444&lon=31.2357&peakpower=1&loss=14&angle=10&aspect=135&outputformat=json&raddatabase=PVGIS-SARAH3&pvtechchoice=crystSi&mountingplace=free&usehorizon=1
10 | 315 | 4 | 152.54 | 5.08 | https://re.jrc.ec.europa.eu/api/v5_3/PVcalc?lat=30.0444&lon=31.2357&peakpower=1&loss=14&angle=10&aspect=135&outputformat=json&raddatabase=PVGIS-SARAH3&pvtechchoice=crystSi&mountingplace=free&usehorizon=1
10 | 315 | 5 | 173.94 | 5.61 | https://re.jrc.ec.europa.eu/api/v5_3/PVcalc?lat=30.0444&lon=31.2357&peakpower=1&loss=14&angle=10&aspect=135&outputformat=json&raddatabase=PVGIS-SARAH3&pvtechchoice=crystSi&mountingplace=free&usehorizon=1
10 | 315 | 6 | 181.45 | 6.05 | https://re.jrc.ec.europa.eu/api/v5_3/PVcalc?lat=30.0444&lon=31.2357&peakpower=1&loss=14&angle=10&aspect=135&outputformat=json&raddatabase=PVGIS-SARAH3&pvtechchoice=crystSi&mountingplace=free&usehorizon=1
10 | 315 | 7 | 183.57 | 5.92 | https://re.jrc.ec.europa.eu/api/v5_3/PVcalc?lat=30.0444&lon=31.2357&peakpower=1&loss=14&angle=10&aspect=135&outputformat=json&raddatabase=PVGIS-SARAH3&pvtechchoice=crystSi&mountingplace=free&usehorizon=1
10 | 315 | 8 | 167.06 | 5.39 | https://re.jrc.ec.europa.eu/api/v5_3/PVcalc?lat=30.0444&lon=31.2357&peakpower=1&loss=14&angle=10&aspect=135&outputformat=json&raddatabase=PVGIS-SARAH3&pvtechchoice=crystSi&mountingplace=free&usehorizon=1
10 | 315 | 9 | 138.1 | 4.6 | https://re.jrc.ec.europa.eu/api/v5_3/PVcalc?lat=30.0444&lon=31.2357&peakpower=1&loss=14&angle=10&aspect=135&outputformat=json&raddatabase=PVGIS-SARAH3&pvtechchoice=crystSi&mountingplace=free&usehorizon=1
10 | 315 | 10 | 109.71 | 3.54 | https://re.jrc.ec.europa.eu/api/v5_3/PVcalc?lat=30.0444&lon=31.2357&peakpower=1&loss=14&angle=10&aspect=135&outputformat=json&raddatabase=PVGIS-SARAH3&pvtechchoice=crystSi&mountingplace=free&usehorizon=1
10 | 315 | 11 | 80.02 | 2.67 | https://re.jrc.ec.europa.eu/api/v5_3/PVcalc?lat=30.0444&lon=31.2357&peakpower=1&loss=14&angle=10&aspect=135&outputformat=json&raddatabase=PVGIS-SARAH3&pvtechchoice=crystSi&mountingplace=free&usehorizon=1
10 | 315 | 12 | 68.64 | 2.21 | https://re.jrc.ec.europa.eu/api/v5_3/PVcalc?lat=30.0444&lon=31.2357&peakpower=1&loss=14&angle=10&aspect=135&outputformat=json&raddatabase=PVGIS-SARAH3&pvtechchoice=crystSi&mountingplace=free&usehorizon=1
10 | 330 | 1 | 70.97 | 2.29 | https://re.jrc.ec.europa.eu/api/v5_3/PVcalc?lat=30.0444&lon=31.2357&peakpower=1&loss=14&angle=10&aspect=150&outputformat=json&raddatabase=PVGIS-SARAH3&pvtechchoice=crystSi&mountingplace=free&usehorizon=1
10 | 330 | 2 | 84.92 | 3.03 | https://re.jrc.ec.europa.eu/api/v5_3/PVcalc?lat=30.0444&lon=31.2357&peakpower=1&loss=14&angle=10&aspect=150&outputformat=json&raddatabase=PVGIS-SARAH3&pvtechchoice=crystSi&mountingplace=free&usehorizon=1
10 | 330 | 3 | 127.75 | 4.12 | https://re.jrc.ec.europa.eu/api/v5_3/PVcalc?lat=30.0444&lon=31.2357&peakpower=1&loss=14&angle=10&aspect=150&outputformat=json&raddatabase=PVGIS-SARAH3&pvtechchoice=crystSi&mountingplace=free&usehorizon=1
10 | 330 | 4 | 151.33 | 5.04 | https://re.jrc.ec.europa.eu/api/v5_3/PVcalc?lat=30.0444&lon=31.2357&peakpower=1&loss=14&angle=10&aspect=150&outputformat=json&raddatabase=PVGIS-SARAH3&pvtechchoice=crystSi&mountingplace=free&usehorizon=1
10 | 330 | 5 | 173.6 | 5.6 | https://re.jrc.ec.europa.eu/api/v5_3/PVcalc?lat=30.0444&lon=31.2357&peakpower=1&loss=14&angle=10&aspect=150&outputformat=json&raddatabase=PVGIS-SARAH3&pvtechchoice=crystSi&mountingplace=free&usehorizon=1
10 | 330 | 6 | 181.38 | 6.05 | https://re.jrc.ec.europa.eu/api/v5_3/PVcalc?lat=30.0444&lon=31.2357&peakpower=1&loss=14&angle=10&aspect=150&outputformat=json&raddatabase=PVGIS-SARAH3&pvtechchoice=crystSi&mountingplace=free&usehorizon=1
10 | 330 | 7 | 183.11 | 5.91 | https://re.jrc.ec.europa.eu/api/v5_3/PVcalc?lat=30.0444&lon=31.2357&peakpower=1&loss=14&angle=10&aspect=150&outputformat=json&raddatabase=PVGIS-SARAH3&pvtechchoice=crystSi&mountingplace=free&usehorizon=1
10 | 330 | 8 | 165.89 | 5.35 | https://re.jrc.ec.europa.eu/api/v5_3/PVcalc?lat=30.0444&lon=31.2357&peakpower=1&loss=14&angle=10&aspect=150&outputformat=json&raddatabase=PVGIS-SARAH3&pvtechchoice=crystSi&mountingplace=free&usehorizon=1
10 | 330 | 9 | 136.03 | 4.53 | https://re.jrc.ec.europa.eu/api/v5_3/PVcalc?lat=30.0444&lon=31.2357&peakpower=1&loss=14&angle=10&aspect=150&outputformat=json&raddatabase=PVGIS-SARAH3&pvtechchoice=crystSi&mountingplace=free&usehorizon=1
10 | 330 | 10 | 106.96 | 3.45 | https://re.jrc.ec.europa.eu/api/v5_3/PVcalc?lat=30.0444&lon=31.2357&peakpower=1&loss=14&angle=10&aspect=150&outputformat=json&raddatabase=PVGIS-SARAH3&pvtechchoice=crystSi&mountingplace=free&usehorizon=1
10 | 330 | 11 | 76.77 | 2.56 | https://re.jrc.ec.europa.eu/api/v5_3/PVcalc?lat=30.0444&lon=31.2357&peakpower=1&loss=14&angle=10&aspect=150&outputformat=json&raddatabase=PVGIS-SARAH3&pvtechchoice=crystSi&mountingplace=free&usehorizon=1
10 | 330 | 12 | 65.33 | 2.11 | https://re.jrc.ec.europa.eu/api/v5_3/PVcalc?lat=30.0444&lon=31.2357&peakpower=1&loss=14&angle=10&aspect=150&outputformat=json&raddatabase=PVGIS-SARAH3&pvtechchoice=crystSi&mountingplace=free&usehorizon=1
10 | 345 | 1 | 69.07 | 2.23 | https://re.jrc.ec.europa.eu/api/v5_3/PVcalc?lat=30.0444&lon=31.2357&peakpower=1&loss=14&angle=10&aspect=165&outputformat=json&raddatabase=PVGIS-SARAH3&pvtechchoice=crystSi&mountingplace=free&usehorizon=1
10 | 345 | 2 | 83.45 | 2.98 | https://re.jrc.ec.europa.eu/api/v5_3/PVcalc?lat=30.0444&lon=31.2357&peakpower=1&loss=14&angle=10&aspect=165&outputformat=json&raddatabase=PVGIS-SARAH3&pvtechchoice=crystSi&mountingplace=free&usehorizon=1
10 | 345 | 3 | 126.26 | 4.07 | https://re.jrc.ec.europa.eu/api/v5_3/PVcalc?lat=30.0444&lon=31.2357&peakpower=1&loss=14&angle=10&aspect=165&outputformat=json&raddatabase=PVGIS-SARAH3&pvtechchoice=crystSi&mountingplace=free&usehorizon=1
10 | 345 | 4 | 150.45 | 5.02 | https://re.jrc.ec.europa.eu/api/v5_3/PVcalc?lat=30.0444&lon=31.2357&peakpower=1&loss=14&angle=10&aspect=165&outputformat=json&raddatabase=PVGIS-SARAH3&pvtechchoice=crystSi&mountingplace=free&usehorizon=1
10 | 345 | 5 | 173.28 | 5.59 | https://re.jrc.ec.europa.eu/api/v5_3/PVcalc?lat=30.0444&lon=31.2357&peakpower=1&loss=14&angle=10&aspect=165&outputformat=json&raddatabase=PVGIS-SARAH3&pvtechchoice=crystSi&mountingplace=free&usehorizon=1
10 | 345 | 6 | 181.11 | 6.04 | https://re.jrc.ec.europa.eu/api/v5_3/PVcalc?lat=30.0444&lon=31.2357&peakpower=1&loss=14&angle=10&aspect=165&outputformat=json&raddatabase=PVGIS-SARAH3&pvtechchoice=crystSi&mountingplace=free&usehorizon=1
10 | 345 | 7 | 182.51 | 5.89 | https://re.jrc.ec.europa.eu/api/v5_3/PVcalc?lat=30.0444&lon=31.2357&peakpower=1&loss=14&angle=10&aspect=165&outputformat=json&raddatabase=PVGIS-SARAH3&pvtechchoice=crystSi&mountingplace=free&usehorizon=1
10 | 345 | 8 | 164.91 | 5.32 | https://re.jrc.ec.europa.eu/api/v5_3/PVcalc?lat=30.0444&lon=31.2357&peakpower=1&loss=14&angle=10&aspect=165&outputformat=json&raddatabase=PVGIS-SARAH3&pvtechchoice=crystSi&mountingplace=free&usehorizon=1
10 | 345 | 9 | 134.51 | 4.48 | https://re.jrc.ec.europa.eu/api/v5_3/PVcalc?lat=30.0444&lon=31.2357&peakpower=1&loss=14&angle=10&aspect=165&outputformat=json&raddatabase=PVGIS-SARAH3&pvtechchoice=crystSi&mountingplace=free&usehorizon=1
10 | 345 | 10 | 105.18 | 3.39 | https://re.jrc.ec.europa.eu/api/v5_3/PVcalc?lat=30.0444&lon=31.2357&peakpower=1&loss=14&angle=10&aspect=165&outputformat=json&raddatabase=PVGIS-SARAH3&pvtechchoice=crystSi&mountingplace=free&usehorizon=1
10 | 345 | 11 | 74.67 | 2.49 | https://re.jrc.ec.europa.eu/api/v5_3/PVcalc?lat=30.0444&lon=31.2357&peakpower=1&loss=14&angle=10&aspect=165&outputformat=json&raddatabase=PVGIS-SARAH3&pvtechchoice=crystSi&mountingplace=free&usehorizon=1
10 | 345 | 12 | 63.25 | 2.04 | https://re.jrc.ec.europa.eu/api/v5_3/PVcalc?lat=30.0444&lon=31.2357&peakpower=1&loss=14&angle=10&aspect=165&outputformat=json&raddatabase=PVGIS-SARAH3&pvtechchoice=crystSi&mountingplace=free&usehorizon=1
10 | 360 | 1 | 68.54 | 2.21 | https://re.jrc.ec.europa.eu/api/v5_3/PVcalc?lat=30.0444&lon=31.2357&peakpower=1&loss=14&angle=10&aspect=180&outputformat=json&raddatabase=PVGIS-SARAH3&pvtechchoice=crystSi&mountingplace=free&usehorizon=1
10 | 360 | 2 | 83.05 | 2.97 | https://re.jrc.ec.europa.eu/api/v5_3/PVcalc?lat=30.0444&lon=31.2357&peakpower=1&loss=14&angle=10&aspect=180&outputformat=json&raddatabase=PVGIS-SARAH3&pvtechchoice=crystSi&mountingplace=free&usehorizon=1
10 | 360 | 3 | 125.6 | 4.05 | https://re.jrc.ec.europa.eu/api/v5_3/PVcalc?lat=30.0444&lon=31.2357&peakpower=1&loss=14&angle=10&aspect=180&outputformat=json&raddatabase=PVGIS-SARAH3&pvtechchoice=crystSi&mountingplace=free&usehorizon=1
10 | 360 | 4 | 149.92 | 5 | https://re.jrc.ec.europa.eu/api/v5_3/PVcalc?lat=30.0444&lon=31.2357&peakpower=1&loss=14&angle=10&aspect=180&outputformat=json&raddatabase=PVGIS-SARAH3&pvtechchoice=crystSi&mountingplace=free&usehorizon=1
10 | 360 | 5 | 172.97 | 5.58 | https://re.jrc.ec.europa.eu/api/v5_3/PVcalc?lat=30.0444&lon=31.2357&peakpower=1&loss=14&angle=10&aspect=180&outputformat=json&raddatabase=PVGIS-SARAH3&pvtechchoice=crystSi&mountingplace=free&usehorizon=1
10 | 360 | 6 | 180.6 | 6.02 | https://re.jrc.ec.europa.eu/api/v5_3/PVcalc?lat=30.0444&lon=31.2357&peakpower=1&loss=14&angle=10&aspect=180&outputformat=json&raddatabase=PVGIS-SARAH3&pvtechchoice=crystSi&mountingplace=free&usehorizon=1
10 | 360 | 7 | 181.73 | 5.86 | https://re.jrc.ec.europa.eu/api/v5_3/PVcalc?lat=30.0444&lon=31.2357&peakpower=1&loss=14&angle=10&aspect=180&outputformat=json&raddatabase=PVGIS-SARAH3&pvtechchoice=crystSi&mountingplace=free&usehorizon=1
10 | 360 | 8 | 164.12 | 5.29 | https://re.jrc.ec.europa.eu/api/v5_3/PVcalc?lat=30.0444&lon=31.2357&peakpower=1&loss=14&angle=10&aspect=180&outputformat=json&raddatabase=PVGIS-SARAH3&pvtechchoice=crystSi&mountingplace=free&usehorizon=1
10 | 360 | 9 | 133.62 | 4.45 | https://re.jrc.ec.europa.eu/api/v5_3/PVcalc?lat=30.0444&lon=31.2357&peakpower=1&loss=14&angle=10&aspect=180&outputformat=json&raddatabase=PVGIS-SARAH3&pvtechchoice=crystSi&mountingplace=free&usehorizon=1
10 | 360 | 10 | 104.5 | 3.37 | https://re.jrc.ec.europa.eu/api/v5_3/PVcalc?lat=30.0444&lon=31.2357&peakpower=1&loss=14&angle=10&aspect=180&outputformat=json&raddatabase=PVGIS-SARAH3&pvtechchoice=crystSi&mountingplace=free&usehorizon=1
10 | 360 | 11 | 73.99 | 2.47 | https://re.jrc.ec.europa.eu/api/v5_3/PVcalc?lat=30.0444&lon=31.2357&peakpower=1&loss=14&angle=10&aspect=180&outputformat=json&raddatabase=PVGIS-SARAH3&pvtechchoice=crystSi&mountingplace=free&usehorizon=1
10 | 360 | 12 | 62.6 | 2.02 | https://re.jrc.ec.europa.eu/api/v5_3/PVcalc?lat=30.0444&lon=31.2357&peakpower=1&loss=14&angle=10&aspect=180&outputformat=json&raddatabase=PVGIS-SARAH3&pvtechchoice=crystSi&mountingplace=free&usehorizon=1
15 | 0 | 1 | 57.59 | 1.86 | https://re.jrc.ec.europa.eu/api/v5_3/PVcalc?lat=30.0444&lon=31.2357&peakpower=1&loss=14&angle=15&aspect=-180&outputformat=json&raddatabase=PVGIS-SARAH3&pvtechchoice=crystSi&mountingplace=free&usehorizon=1
15 | 0 | 2 | 74.2 | 2.65 | https://re.jrc.ec.europa.eu/api/v5_3/PVcalc?lat=30.0444&lon=31.2357&peakpower=1&loss=14&angle=15&aspect=-180&outputformat=json&raddatabase=PVGIS-SARAH3&pvtechchoice=crystSi&mountingplace=free&usehorizon=1
15 | 0 | 3 | 117.18 | 3.78 | https://re.jrc.ec.europa.eu/api/v5_3/PVcalc?lat=30.0444&lon=31.2357&peakpower=1&loss=14&angle=15&aspect=-180&outputformat=json&raddatabase=PVGIS-SARAH3&pvtechchoice=crystSi&mountingplace=free&usehorizon=1
15 | 0 | 4 | 144.46 | 4.82 | https://re.jrc.ec.europa.eu/api/v5_3/PVcalc?lat=30.0444&lon=31.2357&peakpower=1&loss=14&angle=15&aspect=-180&outputformat=json&raddatabase=PVGIS-SARAH3&pvtechchoice=crystSi&mountingplace=free&usehorizon=1
15 | 0 | 5 | 169.89 | 5.48 | https://re.jrc.ec.europa.eu/api/v5_3/PVcalc?lat=30.0444&lon=31.2357&peakpower=1&loss=14&angle=15&aspect=-180&outputformat=json&raddatabase=PVGIS-SARAH3&pvtechchoice=crystSi&mountingplace=free&usehorizon=1
15 | 0 | 6 | 178.81 | 5.96 | https://re.jrc.ec.europa.eu/api/v5_3/PVcalc?lat=30.0444&lon=31.2357&peakpower=1&loss=14&angle=15&aspect=-180&outputformat=json&raddatabase=PVGIS-SARAH3&pvtechchoice=crystSi&mountingplace=free&usehorizon=1
15 | 0 | 7 | 179.24 | 5.78 | https://re.jrc.ec.europa.eu/api/v5_3/PVcalc?lat=30.0444&lon=31.2357&peakpower=1&loss=14&angle=15&aspect=-180&outputformat=json&raddatabase=PVGIS-SARAH3&pvtechchoice=crystSi&mountingplace=free&usehorizon=1
15 | 0 | 8 | 159.31 | 5.14 | https://re.jrc.ec.europa.eu/api/v5_3/PVcalc?lat=30.0444&lon=31.2357&peakpower=1&loss=14&angle=15&aspect=-180&outputformat=json&raddatabase=PVGIS-SARAH3&pvtechchoice=crystSi&mountingplace=free&usehorizon=1
15 | 0 | 9 | 126.04 | 4.2 | https://re.jrc.ec.europa.eu/api/v5_3/PVcalc?lat=30.0444&lon=31.2357&peakpower=1&loss=14&angle=15&aspect=-180&outputformat=json&raddatabase=PVGIS-SARAH3&pvtechchoice=crystSi&mountingplace=free&usehorizon=1
15 | 0 | 10 | 94.35 | 3.04 | https://re.jrc.ec.europa.eu/api/v5_3/PVcalc?lat=30.0444&lon=31.2357&peakpower=1&loss=14&angle=15&aspect=-180&outputformat=json&raddatabase=PVGIS-SARAH3&pvtechchoice=crystSi&mountingplace=free&usehorizon=1
15 | 0 | 11 | 62.9 | 2.1 | https://re.jrc.ec.europa.eu/api/v5_3/PVcalc?lat=30.0444&lon=31.2357&peakpower=1&loss=14&angle=15&aspect=-180&outputformat=json&raddatabase=PVGIS-SARAH3&pvtechchoice=crystSi&mountingplace=free&usehorizon=1
15 | 0 | 12 | 51.47 | 1.66 | https://re.jrc.ec.europa.eu/api/v5_3/PVcalc?lat=30.0444&lon=31.2357&peakpower=1&loss=14&angle=15&aspect=-180&outputformat=json&raddatabase=PVGIS-SARAH3&pvtechchoice=crystSi&mountingplace=free&usehorizon=1
15 | 15 | 1 | 59.13 | 1.91 | https://re.jrc.ec.europa.eu/api/v5_3/PVcalc?lat=30.0444&lon=31.2357&peakpower=1&loss=14&angle=15&aspect=-165&outputformat=json&raddatabase=PVGIS-SARAH3&pvtechchoice=crystSi&mountingplace=free&usehorizon=1
15 | 15 | 2 | 75.41 | 2.69 | https://re.jrc.ec.europa.eu/api/v5_3/PVcalc?lat=30.0444&lon=31.2357&peakpower=1&loss=14&angle=15&aspect=-165&outputformat=json&raddatabase=PVGIS-SARAH3&pvtechchoice=crystSi&mountingplace=free&usehorizon=1
15 | 15 | 3 | 117.62 | 3.79 | https://re.jrc.ec.europa.eu/api/v5_3/PVcalc?lat=30.0444&lon=31.2357&peakpower=1&loss=14&angle=15&aspect=-165&outputformat=json&raddatabase=PVGIS-SARAH3&pvtechchoice=crystSi&mountingplace=free&usehorizon=1
15 | 15 | 4 | 144.33 | 4.81 | https://re.jrc.ec.europa.eu/api/v5_3/PVcalc?lat=30.0444&lon=31.2357&peakpower=1&loss=14&angle=15&aspect=-165&outputformat=json&raddatabase=PVGIS-SARAH3&pvtechchoice=crystSi&mountingplace=free&usehorizon=1
15 | 15 | 5 | 169.51 | 5.47 | https://re.jrc.ec.europa.eu/api/v5_3/PVcalc?lat=30.0444&lon=31.2357&peakpower=1&loss=14&angle=15&aspect=-165&outputformat=json&raddatabase=PVGIS-SARAH3&pvtechchoice=crystSi&mountingplace=free&usehorizon=1
15 | 15 | 6 | 177.88 | 5.93 | https://re.jrc.ec.europa.eu/api/v5_3/PVcalc?lat=30.0444&lon=31.2357&peakpower=1&loss=14&angle=15&aspect=-165&outputformat=json&raddatabase=PVGIS-SARAH3&pvtechchoice=crystSi&mountingplace=free&usehorizon=1
15 | 15 | 7 | 178.09 | 5.74 | https://re.jrc.ec.europa.eu/api/v5_3/PVcalc?lat=30.0444&lon=31.2357&peakpower=1&loss=14&angle=15&aspect=-165&outputformat=json&raddatabase=PVGIS-SARAH3&pvtechchoice=crystSi&mountingplace=free&usehorizon=1
15 | 15 | 8 | 158.67 | 5.12 | https://re.jrc.ec.europa.eu/api/v5_3/PVcalc?lat=30.0444&lon=31.2357&peakpower=1&loss=14&angle=15&aspect=-165&outputformat=json&raddatabase=PVGIS-SARAH3&pvtechchoice=crystSi&mountingplace=free&usehorizon=1
15 | 15 | 9 | 125.92 | 4.2 | https://re.jrc.ec.europa.eu/api/v5_3/PVcalc?lat=30.0444&lon=31.2357&peakpower=1&loss=14&angle=15&aspect=-165&outputformat=json&raddatabase=PVGIS-SARAH3&pvtechchoice=crystSi&mountingplace=free&usehorizon=1
15 | 15 | 10 | 95.24 | 3.07 | https://re.jrc.ec.europa.eu/api/v5_3/PVcalc?lat=30.0444&lon=31.2357&peakpower=1&loss=14&angle=15&aspect=-165&outputformat=json&raddatabase=PVGIS-SARAH3&pvtechchoice=crystSi&mountingplace=free&usehorizon=1
15 | 15 | 11 | 64.37 | 2.15 | https://re.jrc.ec.europa.eu/api/v5_3/PVcalc?lat=30.0444&lon=31.2357&peakpower=1&loss=14&angle=15&aspect=-165&outputformat=json&raddatabase=PVGIS-SARAH3&pvtechchoice=crystSi&mountingplace=free&usehorizon=1
15 | 15 | 12 | 52.99 | 1.71 | https://re.jrc.ec.europa.eu/api/v5_3/PVcalc?lat=30.0444&lon=31.2357&peakpower=1&loss=14&angle=15&aspect=-165&outputformat=json&raddatabase=PVGIS-SARAH3&pvtechchoice=crystSi&mountingplace=free&usehorizon=1
15 | 30 | 1 | 62.86 | 2.03 | https://re.jrc.ec.europa.eu/api/v5_3/PVcalc?lat=30.0444&lon=31.2357&peakpower=1&loss=14&angle=15&aspect=-150&outputformat=json&raddatabase=PVGIS-SARAH3&pvtechchoice=crystSi&mountingplace=free&usehorizon=1
15 | 30 | 2 | 78.29 | 2.8 | https://re.jrc.ec.europa.eu/api/v5_3/PVcalc?lat=30.0444&lon=31.2357&peakpower=1&loss=14&angle=15&aspect=-150&outputformat=json&raddatabase=PVGIS-SARAH3&pvtechchoice=crystSi&mountingplace=free&usehorizon=1
15 | 30 | 3 | 119.54 | 3.86 | https://re.jrc.ec.europa.eu/api/v5_3/PVcalc?lat=30.0444&lon=31.2357&peakpower=1&loss=14&angle=15&aspect=-150&outputformat=json&raddatabase=PVGIS-SARAH3&pvtechchoice=crystSi&mountingplace=free&usehorizon=1
15 | 30 | 4 | 144.8 | 4.83 | https://re.jrc.ec.europa.eu/api/v5_3/PVcalc?lat=30.0444&lon=31.2357&peakpower=1&loss=14&angle=15&aspect=-150&outputformat=json&raddatabase=PVGIS-SARAH3&pvtechchoice=crystSi&mountingplace=free&usehorizon=1
15 | 30 | 5 | 169.2 | 5.46 | https://re.jrc.ec.europa.eu/api/v5_3/PVcalc?lat=30.0444&lon=31.2357&peakpower=1&loss=14&angle=15&aspect=-150&outputformat=json&raddatabase=PVGIS-SARAH3&pvtechchoice=crystSi&mountingplace=free&usehorizon=1
15 | 30 | 6 | 176.73 | 5.89 | https://re.jrc.ec.europa.eu/api/v5_3/PVcalc?lat=30.0444&lon=31.2357&peakpower=1&loss=14&angle=15&aspect=-150&outputformat=json&raddatabase=PVGIS-SARAH3&pvtechchoice=crystSi&mountingplace=free&usehorizon=1
15 | 30 | 7 | 176.87 | 5.71 | https://re.jrc.ec.europa.eu/api/v5_3/PVcalc?lat=30.0444&lon=31.2357&peakpower=1&loss=14&angle=15&aspect=-150&outputformat=json&raddatabase=PVGIS-SARAH3&pvtechchoice=crystSi&mountingplace=free&usehorizon=1
15 | 30 | 8 | 158.52 | 5.11 | https://re.jrc.ec.europa.eu/api/v5_3/PVcalc?lat=30.0444&lon=31.2357&peakpower=1&loss=14&angle=15&aspect=-150&outputformat=json&raddatabase=PVGIS-SARAH3&pvtechchoice=crystSi&mountingplace=free&usehorizon=1
15 | 30 | 9 | 127.03 | 4.23 | https://re.jrc.ec.europa.eu/api/v5_3/PVcalc?lat=30.0444&lon=31.2357&peakpower=1&loss=14&angle=15&aspect=-150&outputformat=json&raddatabase=PVGIS-SARAH3&pvtechchoice=crystSi&mountingplace=free&usehorizon=1
15 | 30 | 10 | 97.92 | 3.16 | https://re.jrc.ec.europa.eu/api/v5_3/PVcalc?lat=30.0444&lon=31.2357&peakpower=1&loss=14&angle=15&aspect=-150&outputformat=json&raddatabase=PVGIS-SARAH3&pvtechchoice=crystSi&mountingplace=free&usehorizon=1
15 | 30 | 11 | 67.99 | 2.27 | https://re.jrc.ec.europa.eu/api/v5_3/PVcalc?lat=30.0444&lon=31.2357&peakpower=1&loss=14&angle=15&aspect=-150&outputformat=json&raddatabase=PVGIS-SARAH3&pvtechchoice=crystSi&mountingplace=free&usehorizon=1
15 | 30 | 12 | 56.7 | 1.83 | https://re.jrc.ec.europa.eu/api/v5_3/PVcalc?lat=30.0444&lon=31.2357&peakpower=1&loss=14&angle=15&aspect=-150&outputformat=json&raddatabase=PVGIS-SARAH3&pvtechchoice=crystSi&mountingplace=free&usehorizon=1
15 | 45 | 1 | 68.14 | 2.2 | https://re.jrc.ec.europa.eu/api/v5_3/PVcalc?lat=30.0444&lon=31.2357&peakpower=1&loss=14&angle=15&aspect=-135&outputformat=json&raddatabase=PVGIS-SARAH3&pvtechchoice=crystSi&mountingplace=free&usehorizon=1
15 | 45 | 2 | 82.38 | 2.94 | https://re.jrc.ec.europa.eu/api/v5_3/PVcalc?lat=30.0444&lon=31.2357&peakpower=1&loss=14&angle=15&aspect=-135&outputformat=json&raddatabase=PVGIS-SARAH3&pvtechchoice=crystSi&mountingplace=free&usehorizon=1
15 | 45 | 3 | 122.78 | 3.96 | https://re.jrc.ec.europa.eu/api/v5_3/PVcalc?lat=30.0444&lon=31.2357&peakpower=1&loss=14&angle=15&aspect=-135&outputformat=json&raddatabase=PVGIS-SARAH3&pvtechchoice=crystSi&mountingplace=free&usehorizon=1
15 | 45 | 4 | 145.93 | 4.86 | https://re.jrc.ec.europa.eu/api/v5_3/PVcalc?lat=30.0444&lon=31.2357&peakpower=1&loss=14&angle=15&aspect=-135&outputformat=json&raddatabase=PVGIS-SARAH3&pvtechchoice=crystSi&mountingplace=free&usehorizon=1
15 | 45 | 5 | 169.15 | 5.46 | https://re.jrc.ec.europa.eu/api/v5_3/PVcalc?lat=30.0444&lon=31.2357&peakpower=1&loss=14&angle=15&aspect=-135&outputformat=json&raddatabase=PVGIS-SARAH3&pvtechchoice=crystSi&mountingplace=free&usehorizon=1
15 | 45 | 6 | 175.63 | 5.85 | https://re.jrc.ec.europa.eu/api/v5_3/PVcalc?lat=30.0444&lon=31.2357&peakpower=1&loss=14&angle=15&aspect=-135&outputformat=json&raddatabase=PVGIS-SARAH3&pvtechchoice=crystSi&mountingplace=free&usehorizon=1
15 | 45 | 7 | 175.89 | 5.67 | https://re.jrc.ec.europa.eu/api/v5_3/PVcalc?lat=30.0444&lon=31.2357&peakpower=1&loss=14&angle=15&aspect=-135&outputformat=json&raddatabase=PVGIS-SARAH3&pvtechchoice=crystSi&mountingplace=free&usehorizon=1
15 | 45 | 8 | 159.1 | 5.13 | https://re.jrc.ec.europa.eu/api/v5_3/PVcalc?lat=30.0444&lon=31.2357&peakpower=1&loss=14&angle=15&aspect=-135&outputformat=json&raddatabase=PVGIS-SARAH3&pvtechchoice=crystSi&mountingplace=free&usehorizon=1
15 | 45 | 9 | 129.31 | 4.31 | https://re.jrc.ec.europa.eu/api/v5_3/PVcalc?lat=30.0444&lon=31.2357&peakpower=1&loss=14&angle=15&aspect=-135&outputformat=json&raddatabase=PVGIS-SARAH3&pvtechchoice=crystSi&mountingplace=free&usehorizon=1
15 | 45 | 10 | 102.16 | 3.3 | https://re.jrc.ec.europa.eu/api/v5_3/PVcalc?lat=30.0444&lon=31.2357&peakpower=1&loss=14&angle=15&aspect=-135&outputformat=json&raddatabase=PVGIS-SARAH3&pvtechchoice=crystSi&mountingplace=free&usehorizon=1
15 | 45 | 11 | 73.16 | 2.44 | https://re.jrc.ec.europa.eu/api/v5_3/PVcalc?lat=30.0444&lon=31.2357&peakpower=1&loss=14&angle=15&aspect=-135&outputformat=json&raddatabase=PVGIS-SARAH3&pvtechchoice=crystSi&mountingplace=free&usehorizon=1
15 | 45 | 12 | 62.18 | 2.01 | https://re.jrc.ec.europa.eu/api/v5_3/PVcalc?lat=30.0444&lon=31.2357&peakpower=1&loss=14&angle=15&aspect=-135&outputformat=json&raddatabase=PVGIS-SARAH3&pvtechchoice=crystSi&mountingplace=free&usehorizon=1
15 | 60 | 1 | 74.42 | 2.4 | https://re.jrc.ec.europa.eu/api/v5_3/PVcalc?lat=30.0444&lon=31.2357&peakpower=1&loss=14&angle=15&aspect=-120&outputformat=json&raddatabase=PVGIS-SARAH3&pvtechchoice=crystSi&mountingplace=free&usehorizon=1
15 | 60 | 2 | 87.33 | 3.12 | https://re.jrc.ec.europa.eu/api/v5_3/PVcalc?lat=30.0444&lon=31.2357&peakpower=1&loss=14&angle=15&aspect=-120&outputformat=json&raddatabase=PVGIS-SARAH3&pvtechchoice=crystSi&mountingplace=free&usehorizon=1
15 | 60 | 3 | 126.91 | 4.09 | https://re.jrc.ec.europa.eu/api/v5_3/PVcalc?lat=30.0444&lon=31.2357&peakpower=1&loss=14&angle=15&aspect=-120&outputformat=json&raddatabase=PVGIS-SARAH3&pvtechchoice=crystSi&mountingplace=free&usehorizon=1
15 | 60 | 4 | 147.73 | 4.92 | https://re.jrc.ec.europa.eu/api/v5_3/PVcalc?lat=30.0444&lon=31.2357&peakpower=1&loss=14&angle=15&aspect=-120&outputformat=json&raddatabase=PVGIS-SARAH3&pvtechchoice=crystSi&mountingplace=free&usehorizon=1
15 | 60 | 5 | 169.38 | 5.46 | https://re.jrc.ec.europa.eu/api/v5_3/PVcalc?lat=30.0444&lon=31.2357&peakpower=1&loss=14&angle=15&aspect=-120&outputformat=json&raddatabase=PVGIS-SARAH3&pvtechchoice=crystSi&mountingplace=free&usehorizon=1
15 | 60 | 6 | 175.03 | 5.83 | https://re.jrc.ec.europa.eu/api/v5_3/PVcalc?lat=30.0444&lon=31.2357&peakpower=1&loss=14&angle=15&aspect=-120&outputformat=json&raddatabase=PVGIS-SARAH3&pvtechchoice=crystSi&mountingplace=free&usehorizon=1
15 | 60 | 7 | 175.61 | 5.66 | https://re.jrc.ec.europa.eu/api/v5_3/PVcalc?lat=30.0444&lon=31.2357&peakpower=1&loss=14&angle=15&aspect=-120&outputformat=json&raddatabase=PVGIS-SARAH3&pvtechchoice=crystSi&mountingplace=free&usehorizon=1
15 | 60 | 8 | 160.18 | 5.17 | https://re.jrc.ec.europa.eu/api/v5_3/PVcalc?lat=30.0444&lon=31.2357&peakpower=1&loss=14&angle=15&aspect=-120&outputformat=json&raddatabase=PVGIS-SARAH3&pvtechchoice=crystSi&mountingplace=free&usehorizon=1
15 | 60 | 9 | 132.53 | 4.42 | https://re.jrc.ec.europa.eu/api/v5_3/PVcalc?lat=30.0444&lon=31.2357&peakpower=1&loss=14&angle=15&aspect=-120&outputformat=json&raddatabase=PVGIS-SARAH3&pvtechchoice=crystSi&mountingplace=free&usehorizon=1
15 | 60 | 10 | 107.4 | 3.46 | https://re.jrc.ec.europa.eu/api/v5_3/PVcalc?lat=30.0444&lon=31.2357&peakpower=1&loss=14&angle=15&aspect=-120&outputformat=json&raddatabase=PVGIS-SARAH3&pvtechchoice=crystSi&mountingplace=free&usehorizon=1
15 | 60 | 11 | 79.44 | 2.65 | https://re.jrc.ec.europa.eu/api/v5_3/PVcalc?lat=30.0444&lon=31.2357&peakpower=1&loss=14&angle=15&aspect=-120&outputformat=json&raddatabase=PVGIS-SARAH3&pvtechchoice=crystSi&mountingplace=free&usehorizon=1
15 | 60 | 12 | 68.85 | 2.22 | https://re.jrc.ec.europa.eu/api/v5_3/PVcalc?lat=30.0444&lon=31.2357&peakpower=1&loss=14&angle=15&aspect=-120&outputformat=json&raddatabase=PVGIS-SARAH3&pvtechchoice=crystSi&mountingplace=free&usehorizon=1
15 | 75 | 1 | 81.2 | 2.62 | https://re.jrc.ec.europa.eu/api/v5_3/PVcalc?lat=30.0444&lon=31.2357&peakpower=1&loss=14&angle=15&aspect=-105&outputformat=json&raddatabase=PVGIS-SARAH3&pvtechchoice=crystSi&mountingplace=free&usehorizon=1
15 | 75 | 2 | 92.72 | 3.31 | https://re.jrc.ec.europa.eu/api/v5_3/PVcalc?lat=30.0444&lon=31.2357&peakpower=1&loss=14&angle=15&aspect=-105&outputformat=json&raddatabase=PVGIS-SARAH3&pvtechchoice=crystSi&mountingplace=free&usehorizon=1
15 | 75 | 3 | 131.43 | 4.24 | https://re.jrc.ec.europa.eu/api/v5_3/PVcalc?lat=30.0444&lon=31.2357&peakpower=1&loss=14&angle=15&aspect=-105&outputformat=json&raddatabase=PVGIS-SARAH3&pvtechchoice=crystSi&mountingplace=free&usehorizon=1
15 | 75 | 4 | 150.12 | 5 | https://re.jrc.ec.europa.eu/api/v5_3/PVcalc?lat=30.0444&lon=31.2357&peakpower=1&loss=14&angle=15&aspect=-105&outputformat=json&raddatabase=PVGIS-SARAH3&pvtechchoice=crystSi&mountingplace=free&usehorizon=1
15 | 75 | 5 | 169.8 | 5.48 | https://re.jrc.ec.europa.eu/api/v5_3/PVcalc?lat=30.0444&lon=31.2357&peakpower=1&loss=14&angle=15&aspect=-105&outputformat=json&raddatabase=PVGIS-SARAH3&pvtechchoice=crystSi&mountingplace=free&usehorizon=1
15 | 75 | 6 | 174.46 | 5.82 | https://re.jrc.ec.europa.eu/api/v5_3/PVcalc?lat=30.0444&lon=31.2357&peakpower=1&loss=14&angle=15&aspect=-105&outputformat=json&raddatabase=PVGIS-SARAH3&pvtechchoice=crystSi&mountingplace=free&usehorizon=1
15 | 75 | 7 | 175.42 | 5.66 | https://re.jrc.ec.europa.eu/api/v5_3/PVcalc?lat=30.0444&lon=31.2357&peakpower=1&loss=14&angle=15&aspect=-105&outputformat=json&raddatabase=PVGIS-SARAH3&pvtechchoice=crystSi&mountingplace=free&usehorizon=1
15 | 75 | 8 | 161.73 | 5.22 | https://re.jrc.ec.europa.eu/api/v5_3/PVcalc?lat=30.0444&lon=31.2357&peakpower=1&loss=14&angle=15&aspect=-105&outputformat=json&raddatabase=PVGIS-SARAH3&pvtechchoice=crystSi&mountingplace=free&usehorizon=1
15 | 75 | 9 | 136.3 | 4.54 | https://re.jrc.ec.europa.eu/api/v5_3/PVcalc?lat=30.0444&lon=31.2357&peakpower=1&loss=14&angle=15&aspect=-105&outputformat=json&raddatabase=PVGIS-SARAH3&pvtechchoice=crystSi&mountingplace=free&usehorizon=1
15 | 75 | 10 | 113.21 | 3.65 | https://re.jrc.ec.europa.eu/api/v5_3/PVcalc?lat=30.0444&lon=31.2357&peakpower=1&loss=14&angle=15&aspect=-105&outputformat=json&raddatabase=PVGIS-SARAH3&pvtechchoice=crystSi&mountingplace=free&usehorizon=1
15 | 75 | 11 | 86.36 | 2.88 | https://re.jrc.ec.europa.eu/api/v5_3/PVcalc?lat=30.0444&lon=31.2357&peakpower=1&loss=14&angle=15&aspect=-105&outputformat=json&raddatabase=PVGIS-SARAH3&pvtechchoice=crystSi&mountingplace=free&usehorizon=1
15 | 75 | 12 | 76.18 | 2.46 | https://re.jrc.ec.europa.eu/api/v5_3/PVcalc?lat=30.0444&lon=31.2357&peakpower=1&loss=14&angle=15&aspect=-105&outputformat=json&raddatabase=PVGIS-SARAH3&pvtechchoice=crystSi&mountingplace=free&usehorizon=1
15 | 90 | 1 | 88.05 | 2.84 | https://re.jrc.ec.europa.eu/api/v5_3/PVcalc?lat=30.0444&lon=31.2357&peakpower=1&loss=14&angle=15&aspect=-90&outputformat=json&raddatabase=PVGIS-SARAH3&pvtechchoice=crystSi&mountingplace=free&usehorizon=1
15 | 90 | 2 | 98.23 | 3.51 | https://re.jrc.ec.europa.eu/api/v5_3/PVcalc?lat=30.0444&lon=31.2357&peakpower=1&loss=14&angle=15&aspect=-90&outputformat=json&raddatabase=PVGIS-SARAH3&pvtechchoice=crystSi&mountingplace=free&usehorizon=1
15 | 90 | 3 | 136.15 | 4.39 | https://re.jrc.ec.europa.eu/api/v5_3/PVcalc?lat=30.0444&lon=31.2357&peakpower=1&loss=14&angle=15&aspect=-90&outputformat=json&raddatabase=PVGIS-SARAH3&pvtechchoice=crystSi&mountingplace=free&usehorizon=1
15 | 90 | 4 | 152.7 | 5.09 | https://re.jrc.ec.europa.eu/api/v5_3/PVcalc?lat=30.0444&lon=31.2357&peakpower=1&loss=14&angle=15&aspect=-90&outputformat=json&raddatabase=PVGIS-SARAH3&pvtechchoice=crystSi&mountingplace=free&usehorizon=1
15 | 90 | 5 | 170.38 | 5.5 | https://re.jrc.ec.europa.eu/api/v5_3/PVcalc?lat=30.0444&lon=31.2357&peakpower=1&loss=14&angle=15&aspect=-90&outputformat=json&raddatabase=PVGIS-SARAH3&pvtechchoice=crystSi&mountingplace=free&usehorizon=1
15 | 90 | 6 | 174.03 | 5.8 | https://re.jrc.ec.europa.eu/api/v5_3/PVcalc?lat=30.0444&lon=31.2357&peakpower=1&loss=14&angle=15&aspect=-90&outputformat=json&raddatabase=PVGIS-SARAH3&pvtechchoice=crystSi&mountingplace=free&usehorizon=1
15 | 90 | 7 | 175.47 | 5.66 | https://re.jrc.ec.europa.eu/api/v5_3/PVcalc?lat=30.0444&lon=31.2357&peakpower=1&loss=14&angle=15&aspect=-90&outputformat=json&raddatabase=PVGIS-SARAH3&pvtechchoice=crystSi&mountingplace=free&usehorizon=1
15 | 90 | 8 | 163.62 | 5.28 | https://re.jrc.ec.europa.eu/api/v5_3/PVcalc?lat=30.0444&lon=31.2357&peakpower=1&loss=14&angle=15&aspect=-90&outputformat=json&raddatabase=PVGIS-SARAH3&pvtechchoice=crystSi&mountingplace=free&usehorizon=1
15 | 90 | 9 | 140.3 | 4.68 | https://re.jrc.ec.europa.eu/api/v5_3/PVcalc?lat=30.0444&lon=31.2357&peakpower=1&loss=14&angle=15&aspect=-90&outputformat=json&raddatabase=PVGIS-SARAH3&pvtechchoice=crystSi&mountingplace=free&usehorizon=1
15 | 90 | 10 | 119.14 | 3.84 | https://re.jrc.ec.europa.eu/api/v5_3/PVcalc?lat=30.0444&lon=31.2357&peakpower=1&loss=14&angle=15&aspect=-90&outputformat=json&raddatabase=PVGIS-SARAH3&pvtechchoice=crystSi&mountingplace=free&usehorizon=1
15 | 90 | 11 | 93.47 | 3.12 | https://re.jrc.ec.europa.eu/api/v5_3/PVcalc?lat=30.0444&lon=31.2357&peakpower=1&loss=14&angle=15&aspect=-90&outputformat=json&raddatabase=PVGIS-SARAH3&pvtechchoice=crystSi&mountingplace=free&usehorizon=1
15 | 90 | 12 | 83.71 | 2.7 | https://re.jrc.ec.europa.eu/api/v5_3/PVcalc?lat=30.0444&lon=31.2357&peakpower=1&loss=14&angle=15&aspect=-90&outputformat=json&raddatabase=PVGIS-SARAH3&pvtechchoice=crystSi&mountingplace=free&usehorizon=1
15 | 105 | 1 | 94.65 | 3.05 | https://re.jrc.ec.europa.eu/api/v5_3/PVcalc?lat=30.0444&lon=31.2357&peakpower=1&loss=14&angle=15&aspect=-75&outputformat=json&raddatabase=PVGIS-SARAH3&pvtechchoice=crystSi&mountingplace=free&usehorizon=1
15 | 105 | 2 | 103.53 | 3.7 | https://re.jrc.ec.europa.eu/api/v5_3/PVcalc?lat=30.0444&lon=31.2357&peakpower=1&loss=14&angle=15&aspect=-75&outputformat=json&raddatabase=PVGIS-SARAH3&pvtechchoice=crystSi&mountingplace=free&usehorizon=1
15 | 105 | 3 | 140.79 | 4.54 | https://re.jrc.ec.europa.eu/api/v5_3/PVcalc?lat=30.0444&lon=31.2357&peakpower=1&loss=14&angle=15&aspect=-75&outputformat=json&raddatabase=PVGIS-SARAH3&pvtechchoice=crystSi&mountingplace=free&usehorizon=1
15 | 105 | 4 | 155.14 | 5.17 | https://re.jrc.ec.europa.eu/api/v5_3/PVcalc?lat=30.0444&lon=31.2357&peakpower=1&loss=14&angle=15&aspect=-75&outputformat=json&raddatabase=PVGIS-SARAH3&pvtechchoice=crystSi&mountingplace=free&usehorizon=1
15 | 105 | 5 | 171.04 | 5.52 | https://re.jrc.ec.europa.eu/api/v5_3/PVcalc?lat=30.0444&lon=31.2357&peakpower=1&loss=14&angle=15&aspect=-75&outputformat=json&raddatabase=PVGIS-SARAH3&pvtechchoice=crystSi&mountingplace=free&usehorizon=1
15 | 105 | 6 | 173.73 | 5.79 | https://re.jrc.ec.europa.eu/api/v5_3/PVcalc?lat=30.0444&lon=31.2357&peakpower=1&loss=14&angle=15&aspect=-75&outputformat=json&raddatabase=PVGIS-SARAH3&pvtechchoice=crystSi&mountingplace=free&usehorizon=1
15 | 105 | 7 | 175.7 | 5.67 | https://re.jrc.ec.europa.eu/api/v5_3/PVcalc?lat=30.0444&lon=31.2357&peakpower=1&loss=14&angle=15&aspect=-75&outputformat=json&raddatabase=PVGIS-SARAH3&pvtechchoice=crystSi&mountingplace=free&usehorizon=1
15 | 105 | 8 | 165.53 | 5.34 | https://re.jrc.ec.europa.eu/api/v5_3/PVcalc?lat=30.0444&lon=31.2357&peakpower=1&loss=14&angle=15&aspect=-75&outputformat=json&raddatabase=PVGIS-SARAH3&pvtechchoice=crystSi&mountingplace=free&usehorizon=1
15 | 105 | 9 | 144.35 | 4.81 | https://re.jrc.ec.europa.eu/api/v5_3/PVcalc?lat=30.0444&lon=31.2357&peakpower=1&loss=14&angle=15&aspect=-75&outputformat=json&raddatabase=PVGIS-SARAH3&pvtechchoice=crystSi&mountingplace=free&usehorizon=1
15 | 105 | 10 | 124.88 | 4.03 | https://re.jrc.ec.europa.eu/api/v5_3/PVcalc?lat=30.0444&lon=31.2357&peakpower=1&loss=14&angle=15&aspect=-75&outputformat=json&raddatabase=PVGIS-SARAH3&pvtechchoice=crystSi&mountingplace=free&usehorizon=1
15 | 105 | 11 | 100.34 | 3.34 | https://re.jrc.ec.europa.eu/api/v5_3/PVcalc?lat=30.0444&lon=31.2357&peakpower=1&loss=14&angle=15&aspect=-75&outputformat=json&raddatabase=PVGIS-SARAH3&pvtechchoice=crystSi&mountingplace=free&usehorizon=1
15 | 105 | 12 | 90.96 | 2.93 | https://re.jrc.ec.europa.eu/api/v5_3/PVcalc?lat=30.0444&lon=31.2357&peakpower=1&loss=14&angle=15&aspect=-75&outputformat=json&raddatabase=PVGIS-SARAH3&pvtechchoice=crystSi&mountingplace=free&usehorizon=1
15 | 120 | 1 | 100.91 | 3.26 | https://re.jrc.ec.europa.eu/api/v5_3/PVcalc?lat=30.0444&lon=31.2357&peakpower=1&loss=14&angle=15&aspect=-60&outputformat=json&raddatabase=PVGIS-SARAH3&pvtechchoice=crystSi&mountingplace=free&usehorizon=1
15 | 120 | 2 | 108.33 | 3.87 | https://re.jrc.ec.europa.eu/api/v5_3/PVcalc?lat=30.0444&lon=31.2357&peakpower=1&loss=14&angle=15&aspect=-60&outputformat=json&raddatabase=PVGIS-SARAH3&pvtechchoice=crystSi&mountingplace=free&usehorizon=1
15 | 120 | 3 | 144.96 | 4.68 | https://re.jrc.ec.europa.eu/api/v5_3/PVcalc?lat=30.0444&lon=31.2357&peakpower=1&loss=14&angle=15&aspect=-60&outputformat=json&raddatabase=PVGIS-SARAH3&pvtechchoice=crystSi&mountingplace=free&usehorizon=1
15 | 120 | 4 | 157.31 | 5.24 | https://re.jrc.ec.europa.eu/api/v5_3/PVcalc?lat=30.0444&lon=31.2357&peakpower=1&loss=14&angle=15&aspect=-60&outputformat=json&raddatabase=PVGIS-SARAH3&pvtechchoice=crystSi&mountingplace=free&usehorizon=1
15 | 120 | 5 | 171.69 | 5.54 | https://re.jrc.ec.europa.eu/api/v5_3/PVcalc?lat=30.0444&lon=31.2357&peakpower=1&loss=14&angle=15&aspect=-60&outputformat=json&raddatabase=PVGIS-SARAH3&pvtechchoice=crystSi&mountingplace=free&usehorizon=1
15 | 120 | 6 | 173.56 | 5.79 | https://re.jrc.ec.europa.eu/api/v5_3/PVcalc?lat=30.0444&lon=31.2357&peakpower=1&loss=14&angle=15&aspect=-60&outputformat=json&raddatabase=PVGIS-SARAH3&pvtechchoice=crystSi&mountingplace=free&usehorizon=1
15 | 120 | 7 | 176.08 | 5.68 | https://re.jrc.ec.europa.eu/api/v5_3/PVcalc?lat=30.0444&lon=31.2357&peakpower=1&loss=14&angle=15&aspect=-60&outputformat=json&raddatabase=PVGIS-SARAH3&pvtechchoice=crystSi&mountingplace=free&usehorizon=1
15 | 120 | 8 | 167.41 | 5.4 | https://re.jrc.ec.europa.eu/api/v5_3/PVcalc?lat=30.0444&lon=31.2357&peakpower=1&loss=14&angle=15&aspect=-60&outputformat=json&raddatabase=PVGIS-SARAH3&pvtechchoice=crystSi&mountingplace=free&usehorizon=1
15 | 120 | 9 | 148.12 | 4.94 | https://re.jrc.ec.europa.eu/api/v5_3/PVcalc?lat=30.0444&lon=31.2357&peakpower=1&loss=14&angle=15&aspect=-60&outputformat=json&raddatabase=PVGIS-SARAH3&pvtechchoice=crystSi&mountingplace=free&usehorizon=1
15 | 120 | 10 | 130.37 | 4.21 | https://re.jrc.ec.europa.eu/api/v5_3/PVcalc?lat=30.0444&lon=31.2357&peakpower=1&loss=14&angle=15&aspect=-60&outputformat=json&raddatabase=PVGIS-SARAH3&pvtechchoice=crystSi&mountingplace=free&usehorizon=1
15 | 120 | 11 | 106.35 | 3.55 | https://re.jrc.ec.europa.eu/api/v5_3/PVcalc?lat=30.0444&lon=31.2357&peakpower=1&loss=14&angle=15&aspect=-60&outputformat=json&raddatabase=PVGIS-SARAH3&pvtechchoice=crystSi&mountingplace=free&usehorizon=1
15 | 120 | 12 | 97.34 | 3.14 | https://re.jrc.ec.europa.eu/api/v5_3/PVcalc?lat=30.0444&lon=31.2357&peakpower=1&loss=14&angle=15&aspect=-60&outputformat=json&raddatabase=PVGIS-SARAH3&pvtechchoice=crystSi&mountingplace=free&usehorizon=1
15 | 135 | 1 | 106.32 | 3.43 | https://re.jrc.ec.europa.eu/api/v5_3/PVcalc?lat=30.0444&lon=31.2357&peakpower=1&loss=14&angle=15&aspect=-45&outputformat=json&raddatabase=PVGIS-SARAH3&pvtechchoice=crystSi&mountingplace=free&usehorizon=1
15 | 135 | 2 | 112.26 | 4.01 | https://re.jrc.ec.europa.eu/api/v5_3/PVcalc?lat=30.0444&lon=31.2357&peakpower=1&loss=14&angle=15&aspect=-45&outputformat=json&raddatabase=PVGIS-SARAH3&pvtechchoice=crystSi&mountingplace=free&usehorizon=1
15 | 135 | 3 | 148.37 | 4.79 | https://re.jrc.ec.europa.eu/api/v5_3/PVcalc?lat=30.0444&lon=31.2357&peakpower=1&loss=14&angle=15&aspect=-45&outputformat=json&raddatabase=PVGIS-SARAH3&pvtechchoice=crystSi&mountingplace=free&usehorizon=1
15 | 135 | 4 | 159.47 | 5.32 | https://re.jrc.ec.europa.eu/api/v5_3/PVcalc?lat=30.0444&lon=31.2357&peakpower=1&loss=14&angle=15&aspect=-45&outputformat=json&raddatabase=PVGIS-SARAH3&pvtechchoice=crystSi&mountingplace=free&usehorizon=1
15 | 135 | 5 | 172.31 | 5.56 | https://re.jrc.ec.europa.eu/api/v5_3/PVcalc?lat=30.0444&lon=31.2357&peakpower=1&loss=14&angle=15&aspect=-45&outputformat=json&raddatabase=PVGIS-SARAH3&pvtechchoice=crystSi&mountingplace=free&usehorizon=1
15 | 135 | 6 | 173.49 | 5.78 | https://re.jrc.ec.europa.eu/api/v5_3/PVcalc?lat=30.0444&lon=31.2357&peakpower=1&loss=14&angle=15&aspect=-45&outputformat=json&raddatabase=PVGIS-SARAH3&pvtechchoice=crystSi&mountingplace=free&usehorizon=1
15 | 135 | 7 | 176.57 | 5.7 | https://re.jrc.ec.europa.eu/api/v5_3/PVcalc?lat=30.0444&lon=31.2357&peakpower=1&loss=14&angle=15&aspect=-45&outputformat=json&raddatabase=PVGIS-SARAH3&pvtechchoice=crystSi&mountingplace=free&usehorizon=1
15 | 135 | 8 | 169.24 | 5.46 | https://re.jrc.ec.europa.eu/api/v5_3/PVcalc?lat=30.0444&lon=31.2357&peakpower=1&loss=14&angle=15&aspect=-45&outputformat=json&raddatabase=PVGIS-SARAH3&pvtechchoice=crystSi&mountingplace=free&usehorizon=1
15 | 135 | 9 | 151.38 | 5.05 | https://re.jrc.ec.europa.eu/api/v5_3/PVcalc?lat=30.0444&lon=31.2357&peakpower=1&loss=14&angle=15&aspect=-45&outputformat=json&raddatabase=PVGIS-SARAH3&pvtechchoice=crystSi&mountingplace=free&usehorizon=1
15 | 135 | 10 | 135.21 | 4.36 | https://re.jrc.ec.europa.eu/api/v5_3/PVcalc?lat=30.0444&lon=31.2357&peakpower=1&loss=14&angle=15&aspect=-45&outputformat=json&raddatabase=PVGIS-SARAH3&pvtechchoice=crystSi&mountingplace=free&usehorizon=1
15 | 135 | 11 | 111.78 | 3.73 | https://re.jrc.ec.europa.eu/api/v5_3/PVcalc?lat=30.0444&lon=31.2357&peakpower=1&loss=14&angle=15&aspect=-45&outputformat=json&raddatabase=PVGIS-SARAH3&pvtechchoice=crystSi&mountingplace=free&usehorizon=1
15 | 135 | 12 | 103.02 | 3.32 | https://re.jrc.ec.europa.eu/api/v5_3/PVcalc?lat=30.0444&lon=31.2357&peakpower=1&loss=14&angle=15&aspect=-45&outputformat=json&raddatabase=PVGIS-SARAH3&pvtechchoice=crystSi&mountingplace=free&usehorizon=1
15 | 150 | 1 | 110.44 | 3.56 | https://re.jrc.ec.europa.eu/api/v5_3/PVcalc?lat=30.0444&lon=31.2357&peakpower=1&loss=14&angle=15&aspect=-30&outputformat=json&raddatabase=PVGIS-SARAH3&pvtechchoice=crystSi&mountingplace=free&usehorizon=1
15 | 150 | 2 | 115.2 | 4.11 | https://re.jrc.ec.europa.eu/api/v5_3/PVcalc?lat=30.0444&lon=31.2357&peakpower=1&loss=14&angle=15&aspect=-30&outputformat=json&raddatabase=PVGIS-SARAH3&pvtechchoice=crystSi&mountingplace=free&usehorizon=1
15 | 150 | 3 | 151.4 | 4.88 | https://re.jrc.ec.europa.eu/api/v5_3/PVcalc?lat=30.0444&lon=31.2357&peakpower=1&loss=14&angle=15&aspect=-30&outputformat=json&raddatabase=PVGIS-SARAH3&pvtechchoice=crystSi&mountingplace=free&usehorizon=1
15 | 150 | 4 | 161.32 | 5.38 | https://re.jrc.ec.europa.eu/api/v5_3/PVcalc?lat=30.0444&lon=31.2357&peakpower=1&loss=14&angle=15&aspect=-30&outputformat=json&raddatabase=PVGIS-SARAH3&pvtechchoice=crystSi&mountingplace=free&usehorizon=1
15 | 150 | 5 | 172.87 | 5.58 | https://re.jrc.ec.europa.eu/api/v5_3/PVcalc?lat=30.0444&lon=31.2357&peakpower=1&loss=14&angle=15&aspect=-30&outputformat=json&raddatabase=PVGIS-SARAH3&pvtechchoice=crystSi&mountingplace=free&usehorizon=1
15 | 150 | 6 | 173.55 | 5.79 | https://re.jrc.ec.europa.eu/api/v5_3/PVcalc?lat=30.0444&lon=31.2357&peakpower=1&loss=14&angle=15&aspect=-30&outputformat=json&raddatabase=PVGIS-SARAH3&pvtechchoice=crystSi&mountingplace=free&usehorizon=1
15 | 150 | 7 | 177.14 | 5.71 | https://re.jrc.ec.europa.eu/api/v5_3/PVcalc?lat=30.0444&lon=31.2357&peakpower=1&loss=14&angle=15&aspect=-30&outputformat=json&raddatabase=PVGIS-SARAH3&pvtechchoice=crystSi&mountingplace=free&usehorizon=1
15 | 150 | 8 | 170.88 | 5.51 | https://re.jrc.ec.europa.eu/api/v5_3/PVcalc?lat=30.0444&lon=31.2357&peakpower=1&loss=14&angle=15&aspect=-30&outputformat=json&raddatabase=PVGIS-SARAH3&pvtechchoice=crystSi&mountingplace=free&usehorizon=1
15 | 150 | 9 | 154.15 | 5.14 | https://re.jrc.ec.europa.eu/api/v5_3/PVcalc?lat=30.0444&lon=31.2357&peakpower=1&loss=14&angle=15&aspect=-30&outputformat=json&raddatabase=PVGIS-SARAH3&pvtechchoice=crystSi&mountingplace=free&usehorizon=1
15 | 150 | 10 | 139.02 | 4.48 | https://re.jrc.ec.europa.eu/api/v5_3/PVcalc?lat=30.0444&lon=31.2357&peakpower=1&loss=14&angle=15&aspect=-30&outputformat=json&raddatabase=PVGIS-SARAH3&pvtechchoice=crystSi&mountingplace=free&usehorizon=1
15 | 150 | 11 | 115.99 | 3.87 | https://re.jrc.ec.europa.eu/api/v5_3/PVcalc?lat=30.0444&lon=31.2357&peakpower=1&loss=14&angle=15&aspect=-30&outputformat=json&raddatabase=PVGIS-SARAH3&pvtechchoice=crystSi&mountingplace=free&usehorizon=1
15 | 150 | 12 | 107.38 | 3.46 | https://re.jrc.ec.europa.eu/api/v5_3/PVcalc?lat=30.0444&lon=31.2357&peakpower=1&loss=14&angle=15&aspect=-30&outputformat=json&raddatabase=PVGIS-SARAH3&pvtechchoice=crystSi&mountingplace=free&usehorizon=1
15 | 165 | 1 | 112.98 | 3.64 | https://re.jrc.ec.europa.eu/api/v5_3/PVcalc?lat=30.0444&lon=31.2357&peakpower=1&loss=14&angle=15&aspect=-15&outputformat=json&raddatabase=PVGIS-SARAH3&pvtechchoice=crystSi&mountingplace=free&usehorizon=1
15 | 165 | 2 | 117.02 | 4.18 | https://re.jrc.ec.europa.eu/api/v5_3/PVcalc?lat=30.0444&lon=31.2357&peakpower=1&loss=14&angle=15&aspect=-15&outputformat=json&raddatabase=PVGIS-SARAH3&pvtechchoice=crystSi&mountingplace=free&usehorizon=1
15 | 165 | 3 | 153.51 | 4.95 | https://re.jrc.ec.europa.eu/api/v5_3/PVcalc?lat=30.0444&lon=31.2357&peakpower=1&loss=14&angle=15&aspect=-15&outputformat=json&raddatabase=PVGIS-SARAH3&pvtechchoice=crystSi&mountingplace=free&usehorizon=1
15 | 165 | 4 | 162.72 | 5.42 | https://re.jrc.ec.europa.eu/api/v5_3/PVcalc?lat=30.0444&lon=31.2357&peakpower=1&loss=14&angle=15&aspect=-15&outputformat=json&raddatabase=PVGIS-SARAH3&pvtechchoice=crystSi&mountingplace=free&usehorizon=1
15 | 165 | 5 | 173.33 | 5.59 | https://re.jrc.ec.europa.eu/api/v5_3/PVcalc?lat=30.0444&lon=31.2357&peakpower=1&loss=14&angle=15&aspect=-15&outputformat=json&raddatabase=PVGIS-SARAH3&pvtechchoice=crystSi&mountingplace=free&usehorizon=1
15 | 165 | 6 | 173.67 | 5.79 | https://re.jrc.ec.europa.eu/api/v5_3/PVcalc?lat=30.0444&lon=31.2357&peakpower=1&loss=14&angle=15&aspect=-15&outputformat=json&raddatabase=PVGIS-SARAH3&pvtechchoice=crystSi&mountingplace=free&usehorizon=1
15 | 165 | 7 | 177.55 | 5.73 | https://re.jrc.ec.europa.eu/api/v5_3/PVcalc?lat=30.0444&lon=31.2357&peakpower=1&loss=14&angle=15&aspect=-15&outputformat=json&raddatabase=PVGIS-SARAH3&pvtechchoice=crystSi&mountingplace=free&usehorizon=1
15 | 165 | 8 | 172.21 | 5.56 | https://re.jrc.ec.europa.eu/api/v5_3/PVcalc?lat=30.0444&lon=31.2357&peakpower=1&loss=14&angle=15&aspect=-15&outputformat=json&raddatabase=PVGIS-SARAH3&pvtechchoice=crystSi&mountingplace=free&usehorizon=1
15 | 165 | 9 | 156.35 | 5.21 | https://re.jrc.ec.europa.eu/api/v5_3/PVcalc?lat=30.0444&lon=31.2357&peakpower=1&loss=14&angle=15&aspect=-15&outputformat=json&raddatabase=PVGIS-SARAH3&pvtechchoice=crystSi&mountingplace=free&usehorizon=1
15 | 165 | 10 | 141.47 | 4.56 | https://re.jrc.ec.europa.eu/api/v5_3/PVcalc?lat=30.0444&lon=31.2357&peakpower=1&loss=14&angle=15&aspect=-15&outputformat=json&raddatabase=PVGIS-SARAH3&pvtechchoice=crystSi&mountingplace=free&usehorizon=1
15 | 165 | 11 | 118.64 | 3.95 | https://re.jrc.ec.europa.eu/api/v5_3/PVcalc?lat=30.0444&lon=31.2357&peakpower=1&loss=14&angle=15&aspect=-15&outputformat=json&raddatabase=PVGIS-SARAH3&pvtechchoice=crystSi&mountingplace=free&usehorizon=1
15 | 165 | 12 | 110.06 | 3.55 | https://re.jrc.ec.europa.eu/api/v5_3/PVcalc?lat=30.0444&lon=31.2357&peakpower=1&loss=14&angle=15&aspect=-15&outputformat=json&raddatabase=PVGIS-SARAH3&pvtechchoice=crystSi&mountingplace=free&usehorizon=1
15 | 180 | 1 | 113.73 | 3.67 | https://re.jrc.ec.europa.eu/api/v5_3/PVcalc?lat=30.0444&lon=31.2357&peakpower=1&loss=14&angle=15&aspect=0&outputformat=json&raddatabase=PVGIS-SARAH3&pvtechchoice=crystSi&mountingplace=free&usehorizon=1
15 | 180 | 2 | 117.5 | 4.2 | https://re.jrc.ec.europa.eu/api/v5_3/PVcalc?lat=30.0444&lon=31.2357&peakpower=1&loss=14&angle=15&aspect=0&outputformat=json&raddatabase=PVGIS-SARAH3&pvtechchoice=crystSi&mountingplace=free&usehorizon=1
15 | 180 | 3 | 154.48 | 4.98 | https://re.jrc.ec.europa.eu/api/v5_3/PVcalc?lat=30.0444&lon=31.2357&peakpower=1&loss=14&angle=15&aspect=0&outputformat=json&raddatabase=PVGIS-SARAH3&pvtechchoice=crystSi&mountingplace=free&usehorizon=1
15 | 180 | 4 | 163.53 | 5.45 | https://re.jrc.ec.europa.eu/api/v5_3/PVcalc?lat=30.0444&lon=31.2357&peakpower=1&loss=14&angle=15&aspect=0&outputformat=json&raddatabase=PVGIS-SARAH3&pvtechchoice=crystSi&mountingplace=free&usehorizon=1
15 | 180 | 5 | 173.58 | 5.6 | https://re.jrc.ec.europa.eu/api/v5_3/PVcalc?lat=30.0444&lon=31.2357&peakpower=1&loss=14&angle=15&aspect=0&outputformat=json&raddatabase=PVGIS-SARAH3&pvtechchoice=crystSi&mountingplace=free&usehorizon=1
15 | 180 | 6 | 173.88 | 5.8 | https://re.jrc.ec.europa.eu/api/v5_3/PVcalc?lat=30.0444&lon=31.2357&peakpower=1&loss=14&angle=15&aspect=0&outputformat=json&raddatabase=PVGIS-SARAH3&pvtechchoice=crystSi&mountingplace=free&usehorizon=1
15 | 180 | 7 | 178.27 | 5.75 | https://re.jrc.ec.europa.eu/api/v5_3/PVcalc?lat=30.0444&lon=31.2357&peakpower=1&loss=14&angle=15&aspect=0&outputformat=json&raddatabase=PVGIS-SARAH3&pvtechchoice=crystSi&mountingplace=free&usehorizon=1
15 | 180 | 8 | 173.02 | 5.58 | https://re.jrc.ec.europa.eu/api/v5_3/PVcalc?lat=30.0444&lon=31.2357&peakpower=1&loss=14&angle=15&aspect=0&outputformat=json&raddatabase=PVGIS-SARAH3&pvtechchoice=crystSi&mountingplace=free&usehorizon=1
15 | 180 | 9 | 157.65 | 5.26 | https://re.jrc.ec.europa.eu/api/v5_3/PVcalc?lat=30.0444&lon=31.2357&peakpower=1&loss=14&angle=15&aspect=0&outputformat=json&raddatabase=PVGIS-SARAH3&pvtechchoice=crystSi&mountingplace=free&usehorizon=1
15 | 180 | 10 | 142.45 | 4.6 | https://re.jrc.ec.europa.eu/api/v5_3/PVcalc?lat=30.0444&lon=31.2357&peakpower=1&loss=14&angle=15&aspect=0&outputformat=json&raddatabase=PVGIS-SARAH3&pvtechchoice=crystSi&mountingplace=free&usehorizon=1
15 | 180 | 11 | 119.49 | 3.98 | https://re.jrc.ec.europa.eu/api/v5_3/PVcalc?lat=30.0444&lon=31.2357&peakpower=1&loss=14&angle=15&aspect=0&outputformat=json&raddatabase=PVGIS-SARAH3&pvtechchoice=crystSi&mountingplace=free&usehorizon=1
15 | 180 | 12 | 110.86 | 3.58 | https://re.jrc.ec.europa.eu/api/v5_3/PVcalc?lat=30.0444&lon=31.2357&peakpower=1&loss=14&angle=15&aspect=0&outputformat=json&raddatabase=PVGIS-SARAH3&pvtechchoice=crystSi&mountingplace=free&usehorizon=1
15 | 195 | 1 | 112.62 | 3.63 | https://re.jrc.ec.europa.eu/api/v5_3/PVcalc?lat=30.0444&lon=31.2357&peakpower=1&loss=14&angle=15&aspect=15&outputformat=json&raddatabase=PVGIS-SARAH3&pvtechchoice=crystSi&mountingplace=free&usehorizon=1
15 | 195 | 2 | 116.56 | 4.16 | https://re.jrc.ec.europa.eu/api/v5_3/PVcalc?lat=30.0444&lon=31.2357&peakpower=1&loss=14&angle=15&aspect=15&outputformat=json&raddatabase=PVGIS-SARAH3&pvtechchoice=crystSi&mountingplace=free&usehorizon=1
15 | 195 | 3 | 154.18 | 4.97 | https://re.jrc.ec.europa.eu/api/v5_3/PVcalc?lat=30.0444&lon=31.2357&peakpower=1&loss=14&angle=15&aspect=15&outputformat=json&raddatabase=PVGIS-SARAH3&pvtechchoice=crystSi&mountingplace=free&usehorizon=1
15 | 195 | 4 | 163.67 | 5.46 | https://re.jrc.ec.europa.eu/api/v5_3/PVcalc?lat=30.0444&lon=31.2357&peakpower=1&loss=14&angle=15&aspect=15&outputformat=json&raddatabase=PVGIS-SARAH3&pvtechchoice=crystSi&mountingplace=free&usehorizon=1
15 | 195 | 5 | 173.85 | 5.61 | https://re.jrc.ec.europa.eu/api/v5_3/PVcalc?lat=30.0444&lon=31.2357&peakpower=1&loss=14&angle=15&aspect=15&outputformat=json&raddatabase=PVGIS-SARAH3&pvtechchoice=crystSi&mountingplace=free&usehorizon=1
15 | 195 | 6 | 174.61 | 5.82 | https://re.jrc.ec.europa.eu/api/v5_3/PVcalc?lat=30.0444&lon=31.2357&peakpower=1&loss=14&angle=15&aspect=15&outputformat=json&raddatabase=PVGIS-SARAH3&pvtechchoice=crystSi&mountingplace=free&usehorizon=1
15 | 195 | 7 | 179.26 | 5.78 | https://re.jrc.ec.europa.eu/api/v5_3/PVcalc?lat=30.0444&lon=31.2357&peakpower=1&loss=14&angle=15&aspect=15&outputformat=json&raddatabase=PVGIS-SARAH3&pvtechchoice=crystSi&mountingplace=free&usehorizon=1
15 | 195 | 8 | 173.62 | 5.6 | https://re.jrc.ec.europa.eu/api/v5_3/PVcalc?lat=30.0444&lon=31.2357&peakpower=1&loss=14&angle=15&aspect=15&outputformat=json&raddatabase=PVGIS-SARAH3&pvtechchoice=crystSi&mountingplace=free&usehorizon=1
15 | 195 | 9 | 157.87 | 5.26 | https://re.jrc.ec.europa.eu/api/v5_3/PVcalc?lat=30.0444&lon=31.2357&peakpower=1&loss=14&angle=15&aspect=15&outputformat=json&raddatabase=PVGIS-SARAH3&pvtechchoice=crystSi&mountingplace=free&usehorizon=1
15 | 195 | 10 | 141.83 | 4.58 | https://re.jrc.ec.europa.eu/api/v5_3/PVcalc?lat=30.0444&lon=31.2357&peakpower=1&loss=14&angle=15&aspect=15&outputformat=json&raddatabase=PVGIS-SARAH3&pvtechchoice=crystSi&mountingplace=free&usehorizon=1
15 | 195 | 11 | 118.47 | 3.95 | https://re.jrc.ec.europa.eu/api/v5_3/PVcalc?lat=30.0444&lon=31.2357&peakpower=1&loss=14&angle=15&aspect=15&outputformat=json&raddatabase=PVGIS-SARAH3&pvtechchoice=crystSi&mountingplace=free&usehorizon=1
15 | 195 | 12 | 109.69 | 3.54 | https://re.jrc.ec.europa.eu/api/v5_3/PVcalc?lat=30.0444&lon=31.2357&peakpower=1&loss=14&angle=15&aspect=15&outputformat=json&raddatabase=PVGIS-SARAH3&pvtechchoice=crystSi&mountingplace=free&usehorizon=1
15 | 210 | 1 | 109.74 | 3.54 | https://re.jrc.ec.europa.eu/api/v5_3/PVcalc?lat=30.0444&lon=31.2357&peakpower=1&loss=14&angle=15&aspect=30&outputformat=json&raddatabase=PVGIS-SARAH3&pvtechchoice=crystSi&mountingplace=free&usehorizon=1
15 | 210 | 2 | 114.29 | 4.08 | https://re.jrc.ec.europa.eu/api/v5_3/PVcalc?lat=30.0444&lon=31.2357&peakpower=1&loss=14&angle=15&aspect=30&outputformat=json&raddatabase=PVGIS-SARAH3&pvtechchoice=crystSi&mountingplace=free&usehorizon=1
15 | 210 | 3 | 152.64 | 4.92 | https://re.jrc.ec.europa.eu/api/v5_3/PVcalc?lat=30.0444&lon=31.2357&peakpower=1&loss=14&angle=15&aspect=30&outputformat=json&raddatabase=PVGIS-SARAH3&pvtechchoice=crystSi&mountingplace=free&usehorizon=1
15 | 210 | 4 | 163.15 | 5.44 | https://re.jrc.ec.europa.eu/api/v5_3/PVcalc?lat=30.0444&lon=31.2357&peakpower=1&loss=14&angle=15&aspect=30&outputformat=json&raddatabase=PVGIS-SARAH3&pvtechchoice=crystSi&mountingplace=free&usehorizon=1
15 | 210 | 5 | 174.02 | 5.61 | https://re.jrc.ec.europa.eu/api/v5_3/PVcalc?lat=30.0444&lon=31.2357&peakpower=1&loss=14&angle=15&aspect=30&outputformat=json&raddatabase=PVGIS-SARAH3&pvtechchoice=crystSi&mountingplace=free&usehorizon=1
15 | 210 | 6 | 175.55 | 5.85 | https://re.jrc.ec.europa.eu/api/v5_3/PVcalc?lat=30.0444&lon=31.2357&peakpower=1&loss=14&angle=15&aspect=30&outputformat=json&raddatabase=PVGIS-SARAH3&pvtechchoice=crystSi&mountingplace=free&usehorizon=1
15 | 210 | 7 | 180.31 | 5.82 | https://re.jrc.ec.europa.eu/api/v5_3/PVcalc?lat=30.0444&lon=31.2357&peakpower=1&loss=14&angle=15&aspect=30&outputformat=json&raddatabase=PVGIS-SARAH3&pvtechchoice=crystSi&mountingplace=free&usehorizon=1
15 | 210 | 8 | 173.9 | 5.61 | https://re.jrc.ec.europa.eu/api/v5_3/PVcalc?lat=30.0444&lon=31.2357&peakpower=1&loss=14&angle=15&aspect=30&outputformat=json&raddatabase=PVGIS-SARAH3&pvtechchoice=crystSi&mountingplace=free&usehorizon=1
15 | 210 | 9 | 156.97 | 5.23 | https://re.jrc.ec.europa.eu/api/v5_3/PVcalc?lat=30.0444&lon=31.2357&peakpower=1&loss=14&angle=15&aspect=30&outputformat=json&raddatabase=PVGIS-SARAH3&pvtechchoice=crystSi&mountingplace=free&usehorizon=1
15 | 210 | 10 | 139.62 | 4.5 | https://re.jrc.ec.europa.eu/api/v5_3/PVcalc?lat=30.0444&lon=31.2357&peakpower=1&loss=14&angle=15&aspect=30&outputformat=json&raddatabase=PVGIS-SARAH3&pvtechchoice=crystSi&mountingplace=free&usehorizon=1
15 | 210 | 11 | 115.66 | 3.86 | https://re.jrc.ec.europa.eu/api/v5_3/PVcalc?lat=30.0444&lon=31.2357&peakpower=1&loss=14&angle=15&aspect=30&outputformat=json&raddatabase=PVGIS-SARAH3&pvtechchoice=crystSi&mountingplace=free&usehorizon=1
15 | 210 | 12 | 106.67 | 3.44 | https://re.jrc.ec.europa.eu/api/v5_3/PVcalc?lat=30.0444&lon=31.2357&peakpower=1&loss=14&angle=15&aspect=30&outputformat=json&raddatabase=PVGIS-SARAH3&pvtechchoice=crystSi&mountingplace=free&usehorizon=1
15 | 225 | 1 | 105.31 | 3.4 | https://re.jrc.ec.europa.eu/api/v5_3/PVcalc?lat=30.0444&lon=31.2357&peakpower=1&loss=14&angle=15&aspect=45&outputformat=json&raddatabase=PVGIS-SARAH3&pvtechchoice=crystSi&mountingplace=free&usehorizon=1
15 | 225 | 2 | 110.95 | 3.96 | https://re.jrc.ec.europa.eu/api/v5_3/PVcalc?lat=30.0444&lon=31.2357&peakpower=1&loss=14&angle=15&aspect=45&outputformat=json&raddatabase=PVGIS-SARAH3&pvtechchoice=crystSi&mountingplace=free&usehorizon=1
15 | 225 | 3 | 150.01 | 4.84 | https://re.jrc.ec.europa.eu/api/v5_3/PVcalc?lat=30.0444&lon=31.2357&peakpower=1&loss=14&angle=15&aspect=45&outputformat=json&raddatabase=PVGIS-SARAH3&pvtechchoice=crystSi&mountingplace=free&usehorizon=1
15 | 225 | 4 | 162.03 | 5.4 | https://re.jrc.ec.europa.eu/api/v5_3/PVcalc?lat=30.0444&lon=31.2357&peakpower=1&loss=14&angle=15&aspect=45&outputformat=json&raddatabase=PVGIS-SARAH3&pvtechchoice=crystSi&mountingplace=free&usehorizon=1
15 | 225 | 5 | 174.17 | 5.62 | https://re.jrc.ec.europa.eu/api/v5_3/PVcalc?lat=30.0444&lon=31.2357&peakpower=1&loss=14&angle=15&aspect=45&outputformat=json&raddatabase=PVGIS-SARAH3&pvtechchoice=crystSi&mountingplace=free&usehorizon=1
15 | 225 | 6 | 176.58 | 5.89 | https://re.jrc.ec.europa.eu/api/v5_3/PVcalc?lat=30.0444&lon=31.2357&peakpower=1&loss=14&angle=15&aspect=45&outputformat=json&raddatabase=PVGIS-SARAH3&pvtechchoice=crystSi&mountingplace=free&usehorizon=1
15 | 225 | 7 | 181.46 | 5.85 | https://re.jrc.ec.europa.eu/api/v5_3/PVcalc?lat=30.0444&lon=31.2357&peakpower=1&loss=14&angle=15&aspect=45&outputformat=json&raddatabase=PVGIS-SARAH3&pvtechchoice=crystSi&mountingplace=free&usehorizon=1
15 | 225 | 8 | 173.58 | 5.6 | https://re.jrc.ec.europa.eu/api/v5_3/PVcalc?lat=30.0444&lon=31.2357&peakpower=1&loss=14&angle=15&aspect=45&outputformat=json&raddatabase=PVGIS-SARAH3&pvtechchoice=crystSi&mountingplace=free&usehorizon=1
15 | 225 | 9 | 155.03 | 5.17 | https://re.jrc.ec.europa.eu/api/v5_3/PVcalc?lat=30.0444&lon=31.2357&peakpower=1&loss=14&angle=15&aspect=45&outputformat=json&raddatabase=PVGIS-SARAH3&pvtechchoice=crystSi&mountingplace=free&usehorizon=1
15 | 225 | 10 | 136.02 | 4.39 | https://re.jrc.ec.europa.eu/api/v5_3/PVcalc?lat=30.0444&lon=31.2357&peakpower=1&loss=14&angle=15&aspect=45&outputformat=json&raddatabase=PVGIS-SARAH3&pvtechchoice=crystSi&mountingplace=free&usehorizon=1
15 | 225 | 11 | 111.3 | 3.71 | https://re.jrc.ec.europa.eu/api/v5_3/PVcalc?lat=30.0444&lon=31.2357&peakpower=1&loss=14&angle=15&aspect=45&outputformat=json&raddatabase=PVGIS-SARAH3&pvtechchoice=crystSi&mountingplace=free&usehorizon=1
15 | 225 | 12 | 102.03 | 3.29 | https://re.jrc.ec.europa.eu/api/v5_3/PVcalc?lat=30.0444&lon=31.2357&peakpower=1&loss=14&angle=15&aspect=45&outputformat=json&raddatabase=PVGIS-SARAH3&pvtechchoice=crystSi&mountingplace=free&usehorizon=1
15 | 240 | 1 | 99.6 | 3.21 | https://re.jrc.ec.europa.eu/api/v5_3/PVcalc?lat=30.0444&lon=31.2357&peakpower=1&loss=14&angle=15&aspect=60&outputformat=json&raddatabase=PVGIS-SARAH3&pvtechchoice=crystSi&mountingplace=free&usehorizon=1
15 | 240 | 2 | 106.66 | 3.81 | https://re.jrc.ec.europa.eu/api/v5_3/PVcalc?lat=30.0444&lon=31.2357&peakpower=1&loss=14&angle=15&aspect=60&outputformat=json&raddatabase=PVGIS-SARAH3&pvtechchoice=crystSi&mountingplace=free&usehorizon=1
15 | 240 | 3 | 146.58 | 4.73 | https://re.jrc.ec.europa.eu/api/v5_3/PVcalc?lat=30.0444&lon=31.2357&peakpower=1&loss=14&angle=15&aspect=60&outputformat=json&raddatabase=PVGIS-SARAH3&pvtechchoice=crystSi&mountingplace=free&usehorizon=1
15 | 240 | 4 | 160.3 | 5.34 | https://re.jrc.ec.europa.eu/api/v5_3/PVcalc?lat=30.0444&lon=31.2357&peakpower=1&loss=14&angle=15&aspect=60&outputformat=json&raddatabase=PVGIS-SARAH3&pvtechchoice=crystSi&mountingplace=free&usehorizon=1
15 | 240 | 5 | 174.24 | 5.62 | https://re.jrc.ec.europa.eu/api/v5_3/PVcalc?lat=30.0444&lon=31.2357&peakpower=1&loss=14&angle=15&aspect=60&outputformat=json&raddatabase=PVGIS-SARAH3&pvtechchoice=crystSi&mountingplace=free&usehorizon=1
15 | 240 | 6 | 177.89 | 5.93 | https://re.jrc.ec.europa.eu/api/v5_3/PVcalc?lat=30.0444&lon=31.2357&peakpower=1&loss=14&angle=15&aspect=60&outputformat=json&raddatabase=PVGIS-SARAH3&pvtechchoice=crystSi&mountingplace=free&usehorizon=1
15 | 240 | 7 | 182.21 | 5.88 | https://re.jrc.ec.europa.eu/api/v5_3/PVcalc?lat=30.0444&lon=31.2357&peakpower=1&loss=14&angle=15&aspect=60&outputformat=json&raddatabase=PVGIS-SARAH3&pvtechchoice=crystSi&mountingplace=free&usehorizon=1
15 | 240 | 8 | 172.71 | 5.57 | https://re.jrc.ec.europa.eu/api/v5_3/PVcalc?lat=30.0444&lon=31.2357&peakpower=1&loss=14&angle=15&aspect=60&outputformat=json&raddatabase=PVGIS-SARAH3&pvtechchoice=crystSi&mountingplace=free&usehorizon=1
15 | 240 | 9 | 152.21 | 5.07 | https://re.jrc.ec.europa.eu/api/v5_3/PVcalc?lat=30.0444&lon=31.2357&peakpower=1&loss=14&angle=15&aspect=60&outputformat=json&raddatabase=PVGIS-SARAH3&pvtechchoice=crystSi&mountingplace=free&usehorizon=1
15 | 240 | 10 | 131.32 | 4.24 | https://re.jrc.ec.europa.eu/api/v5_3/PVcalc?lat=30.0444&lon=31.2357&peakpower=1&loss=14&angle=15&aspect=60&outputformat=json&raddatabase=PVGIS-SARAH3&pvtechchoice=crystSi&mountingplace=free&usehorizon=1
15 | 240 | 11 | 105.81 | 3.53 | https://re.jrc.ec.europa.eu/api/v5_3/PVcalc?lat=30.0444&lon=31.2357&peakpower=1&loss=14&angle=15&aspect=60&outputformat=json&raddatabase=PVGIS-SARAH3&pvtechchoice=crystSi&mountingplace=free&usehorizon=1
15 | 240 | 12 | 96.13 | 3.1 | https://re.jrc.ec.europa.eu/api/v5_3/PVcalc?lat=30.0444&lon=31.2357&peakpower=1&loss=14&angle=15&aspect=60&outputformat=json&raddatabase=PVGIS-SARAH3&pvtechchoice=crystSi&mountingplace=free&usehorizon=1
15 | 255 | 1 | 93.04 | 3 | https://re.jrc.ec.europa.eu/api/v5_3/PVcalc?lat=30.0444&lon=31.2357&peakpower=1&loss=14&angle=15&aspect=75&outputformat=json&raddatabase=PVGIS-SARAH3&pvtechchoice=crystSi&mountingplace=free&usehorizon=1
15 | 255 | 2 | 101.63 | 3.63 | https://re.jrc.ec.europa.eu/api/v5_3/PVcalc?lat=30.0444&lon=31.2357&peakpower=1&loss=14&angle=15&aspect=75&outputformat=json&raddatabase=PVGIS-SARAH3&pvtechchoice=crystSi&mountingplace=free&usehorizon=1
15 | 255 | 3 | 142.52 | 4.6 | https://re.jrc.ec.europa.eu/api/v5_3/PVcalc?lat=30.0444&lon=31.2357&peakpower=1&loss=14&angle=15&aspect=75&outputformat=json&raddatabase=PVGIS-SARAH3&pvtechchoice=crystSi&mountingplace=free&usehorizon=1
15 | 255 | 4 | 158.14 | 5.27 | https://re.jrc.ec.europa.eu/api/v5_3/PVcalc?lat=30.0444&lon=31.2357&peakpower=1&loss=14&angle=15&aspect=75&outputformat=json&raddatabase=PVGIS-SARAH3&pvtechchoice=crystSi&mountingplace=free&usehorizon=1
15 | 255 | 5 | 173.9 | 5.61 | https://re.jrc.ec.europa.eu/api/v5_3/PVcalc?lat=30.0444&lon=31.2357&peakpower=1&loss=14&angle=15&aspect=75&outputformat=json&raddatabase=PVGIS-SARAH3&pvtechchoice=crystSi&mountingplace=free&usehorizon=1
15 | 255 | 6 | 178.72 | 5.96 | https://re.jrc.ec.europa.eu/api/v5_3/PVcalc?lat=30.0444&lon=31.2357&peakpower=1&loss=14&angle=15&aspect=75&outputformat=json&raddatabase=PVGIS-SARAH3&pvtechchoice=crystSi&mountingplace=free&usehorizon=1
15 | 255 | 7 | 182.68 | 5.89 | https://re.jrc.ec.europa.eu/api/v5_3/PVcalc?lat=30.0444&lon=31.2357&peakpower=1&loss=14&angle=15&aspect=75&outputformat=json&raddatabase=PVGIS-SARAH3&pvtechchoice=crystSi&mountingplace=free&usehorizon=1
15 | 255 | 8 | 171.39 | 5.53 | https://re.jrc.ec.europa.eu/api/v5_3/PVcalc?lat=30.0444&lon=31.2357&peakpower=1&loss=14&angle=15&aspect=75&outputformat=json&raddatabase=PVGIS-SARAH3&pvtechchoice=crystSi&mountingplace=free&usehorizon=1
15 | 255 | 9 | 148.72 | 4.96 | https://re.jrc.ec.europa.eu/api/v5_3/PVcalc?lat=30.0444&lon=31.2357&peakpower=1&loss=14&angle=15&aspect=75&outputformat=json&raddatabase=PVGIS-SARAH3&pvtechchoice=crystSi&mountingplace=free&usehorizon=1
15 | 255 | 10 | 125.87 | 4.06 | https://re.jrc.ec.europa.eu/api/v5_3/PVcalc?lat=30.0444&lon=31.2357&peakpower=1&loss=14&angle=15&aspect=75&outputformat=json&raddatabase=PVGIS-SARAH3&pvtechchoice=crystSi&mountingplace=free&usehorizon=1
15 | 255 | 11 | 99.58 | 3.32 | https://re.jrc.ec.europa.eu/api/v5_3/PVcalc?lat=30.0444&lon=31.2357&peakpower=1&loss=14&angle=15&aspect=75&outputformat=json&raddatabase=PVGIS-SARAH3&pvtechchoice=crystSi&mountingplace=free&usehorizon=1
15 | 255 | 12 | 89.22 | 2.88 | https://re.jrc.ec.europa.eu/api/v5_3/PVcalc?lat=30.0444&lon=31.2357&peakpower=1&loss=14&angle=15&aspect=75&outputformat=json&raddatabase=PVGIS-SARAH3&pvtechchoice=crystSi&mountingplace=free&usehorizon=1
15 | 270 | 1 | 86.07 | 2.78 | https://re.jrc.ec.europa.eu/api/v5_3/PVcalc?lat=30.0444&lon=31.2357&peakpower=1&loss=14&angle=15&aspect=90&outputformat=json&raddatabase=PVGIS-SARAH3&pvtechchoice=crystSi&mountingplace=free&usehorizon=1
15 | 270 | 2 | 96.21 | 3.44 | https://re.jrc.ec.europa.eu/api/v5_3/PVcalc?lat=30.0444&lon=31.2357&peakpower=1&loss=14&angle=15&aspect=90&outputformat=json&raddatabase=PVGIS-SARAH3&pvtechchoice=crystSi&mountingplace=free&usehorizon=1
15 | 270 | 3 | 137.95 | 4.45 | https://re.jrc.ec.europa.eu/api/v5_3/PVcalc?lat=30.0444&lon=31.2357&peakpower=1&loss=14&angle=15&aspect=90&outputformat=json&raddatabase=PVGIS-SARAH3&pvtechchoice=crystSi&mountingplace=free&usehorizon=1
15 | 270 | 4 | 155.71 | 5.19 | https://re.jrc.ec.europa.eu/api/v5_3/PVcalc?lat=30.0444&lon=31.2357&peakpower=1&loss=14&angle=15&aspect=90&outputformat=json&raddatabase=PVGIS-SARAH3&pvtechchoice=crystSi&mountingplace=free&usehorizon=1
15 | 270 | 5 | 173.37 | 5.59 | https://re.jrc.ec.europa.eu/api/v5_3/PVcalc?lat=30.0444&lon=31.2357&peakpower=1&loss=14&angle=15&aspect=90&outputformat=json&raddatabase=PVGIS-SARAH3&pvtechchoice=crystSi&mountingplace=free&usehorizon=1
15 | 270 | 6 | 179.2 | 5.97 | https://re.jrc.ec.europa.eu/api/v5_3/PVcalc?lat=30.0444&lon=31.2357&peakpower=1&loss=14&angle=15&aspect=90&outputformat=json&raddatabase=PVGIS-SARAH3&pvtechchoice=crystSi&mountingplace=free&usehorizon=1
15 | 270 | 7 | 182.85 | 5.9 | https://re.jrc.ec.europa.eu/api/v5_3/PVcalc?lat=30.0444&lon=31.2357&peakpower=1&loss=14&angle=15&aspect=90&outputformat=json&raddatabase=PVGIS-SARAH3&pvtechchoice=crystSi&mountingplace=free&usehorizon=1
15 | 270 | 8 | 169.7 | 5.47 | https://re.jrc.ec.europa.eu/api/v5_3/PVcalc?lat=30.0444&lon=31.2357&peakpower=1&loss=14&angle=15&aspect=90&outputformat=json&raddatabase=PVGIS-SARAH3&pvtechchoice=crystSi&mountingplace=free&usehorizon=1
15 | 270 | 9 | 144.78 | 4.83 | https://re.jrc.ec.europa.eu/api/v5_3/PVcalc?lat=30.0444&lon=31.2357&peakpower=1&loss=14&angle=15&aspect=90&outputformat=json&raddatabase=PVGIS-SARAH3&pvtechchoice=crystSi&mountingplace=free&usehorizon=1
15 | 270 | 10 | 120.11 | 3.87 | https://re.jrc.ec.europa.eu/api/v5_3/PVcalc?lat=30.0444&lon=31.2357&peakpower=1&loss=14&angle=15&aspect=90&outputformat=json&raddatabase=PVGIS-SARAH3&pvtechchoice=crystSi&mountingplace=free&usehorizon=1
15 | 270 | 11 | 92.64 | 3.09 | https://re.jrc.ec.europa.eu/api/v5_3/PVcalc?lat=30.0444&lon=31.2357&peakpower=1&loss=14&angle=15&aspect=90&outputformat=json&raddatabase=PVGIS-SARAH3&pvtechchoice=crystSi&mountingplace=free&usehorizon=1
15 | 270 | 12 | 81.79 | 2.64 | https://re.jrc.ec.europa.eu/api/v5_3/PVcalc?lat=30.0444&lon=31.2357&peakpower=1&loss=14&angle=15&aspect=90&outputformat=json&raddatabase=PVGIS-SARAH3&pvtechchoice=crystSi&mountingplace=free&usehorizon=1
15 | 285 | 1 | 79.4 | 2.56 | https://re.jrc.ec.europa.eu/api/v5_3/PVcalc?lat=30.0444&lon=31.2357&peakpower=1&loss=14&angle=15&aspect=105&outputformat=json&raddatabase=PVGIS-SARAH3&pvtechchoice=crystSi&mountingplace=free&usehorizon=1
15 | 285 | 2 | 90.74 | 3.24 | https://re.jrc.ec.europa.eu/api/v5_3/PVcalc?lat=30.0444&lon=31.2357&peakpower=1&loss=14&angle=15&aspect=105&outputformat=json&raddatabase=PVGIS-SARAH3&pvtechchoice=crystSi&mountingplace=free&usehorizon=1
15 | 285 | 3 | 133.13 | 4.29 | https://re.jrc.ec.europa.eu/api/v5_3/PVcalc?lat=30.0444&lon=31.2357&peakpower=1&loss=14&angle=15&aspect=105&outputformat=json&raddatabase=PVGIS-SARAH3&pvtechchoice=crystSi&mountingplace=free&usehorizon=1
15 | 285 | 4 | 153.15 | 5.11 | https://re.jrc.ec.europa.eu/api/v5_3/PVcalc?lat=30.0444&lon=31.2357&peakpower=1&loss=14&angle=15&aspect=105&outputformat=json&raddatabase=PVGIS-SARAH3&pvtechchoice=crystSi&mountingplace=free&usehorizon=1
15 | 285 | 5 | 172.56 | 5.57 | https://re.jrc.ec.europa.eu/api/v5_3/PVcalc?lat=30.0444&lon=31.2357&peakpower=1&loss=14&angle=15&aspect=105&outputformat=json&raddatabase=PVGIS-SARAH3&pvtechchoice=crystSi&mountingplace=free&usehorizon=1
15 | 285 | 6 | 179.47 | 5.98 | https://re.jrc.ec.europa.eu/api/v5_3/PVcalc?lat=30.0444&lon=31.2357&peakpower=1&loss=14&angle=15&aspect=105&outputformat=json&raddatabase=PVGIS-SARAH3&pvtechchoice=crystSi&mountingplace=free&usehorizon=1
15 | 285 | 7 | 182.69 | 5.89 | https://re.jrc.ec.europa.eu/api/v5_3/PVcalc?lat=30.0444&lon=31.2357&peakpower=1&loss=14&angle=15&aspect=105&outputformat=json&raddatabase=PVGIS-SARAH3&pvtechchoice=crystSi&mountingplace=free&usehorizon=1
15 | 285 | 8 | 167.77 | 5.41 | https://re.jrc.ec.europa.eu/api/v5_3/PVcalc?lat=30.0444&lon=31.2357&peakpower=1&loss=14&angle=15&aspect=105&outputformat=json&raddatabase=PVGIS-SARAH3&pvtechchoice=crystSi&mountingplace=free&usehorizon=1
15 | 285 | 9 | 140.63 | 4.69 | https://re.jrc.ec.europa.eu/api/v5_3/PVcalc?lat=30.0444&lon=31.2357&peakpower=1&loss=14&angle=15&aspect=105&outputformat=json&raddatabase=PVGIS-SARAH3&pvtechchoice=crystSi&mountingplace=free&usehorizon=1
15 | 285 | 10 | 114.1 | 3.68 | https://re.jrc.ec.europa.eu/api/v5_3/PVcalc?lat=30.0444&lon=31.2357&peakpower=1&loss=14&angle=15&aspect=105&outputformat=json&raddatabase=PVGIS-SARAH3&pvtechchoice=crystSi&mountingplace=free&usehorizon=1
15 | 285 | 11 | 85.52 | 2.85 | https://re.jrc.ec.europa.eu/api/v5_3/PVcalc?lat=30.0444&lon=31.2357&peakpower=1&loss=14&angle=15&aspect=105&outputformat=json&raddatabase=PVGIS-SARAH3&pvtechchoice=crystSi&mountingplace=free&usehorizon=1
15 | 285 | 12 | 74.4 | 2.4 | https://re.jrc.ec.europa.eu/api/v5_3/PVcalc?lat=30.0444&lon=31.2357&peakpower=1&loss=14&angle=15&aspect=105&outputformat=json&raddatabase=PVGIS-SARAH3&pvtechchoice=crystSi&mountingplace=free&usehorizon=1
15 | 300 | 1 | 72.82 | 2.35 | https://re.jrc.ec.europa.eu/api/v5_3/PVcalc?lat=30.0444&lon=31.2357&peakpower=1&loss=14&angle=15&aspect=120&outputformat=json&raddatabase=PVGIS-SARAH3&pvtechchoice=crystSi&mountingplace=free&usehorizon=1
15 | 300 | 2 | 85.51 | 3.05 | https://re.jrc.ec.europa.eu/api/v5_3/PVcalc?lat=30.0444&lon=31.2357&peakpower=1&loss=14&angle=15&aspect=120&outputformat=json&raddatabase=PVGIS-SARAH3&pvtechchoice=crystSi&mountingplace=free&usehorizon=1
15 | 300 | 3 | 128.39 | 4.14 | https://re.jrc.ec.europa.eu/api/v5_3/PVcalc?lat=30.0444&lon=31.2357&peakpower=1&loss=14&angle=15&aspect=120&outputformat=json&raddatabase=PVGIS-SARAH3&pvtechchoice=crystSi&mountingplace=free&usehorizon=1
15 | 300 | 4 | 150.66 | 5.02 | https://re.jrc.ec.europa.eu/api/v5_3/PVcalc?lat=30.0444&lon=31.2357&peakpower=1&loss=14&angle=15&aspect=120&outputformat=json&raddatabase=PVGIS-SARAH3&pvtechchoice=crystSi&mountingplace=free&usehorizon=1
15 | 300 | 5 | 171.81 | 5.54 | https://re.jrc.ec.europa.eu/api/v5_3/PVcalc?lat=30.0444&lon=31.2357&peakpower=1&loss=14&angle=15&aspect=120&outputformat=json&raddatabase=PVGIS-SARAH3&pvtechchoice=crystSi&mountingplace=free&usehorizon=1
15 | 300 | 6 | 179.78 | 5.99 | https://re.jrc.ec.europa.eu/api/v5_3/PVcalc?lat=30.0444&lon=31.2357&peakpower=1&loss=14&angle=15&aspect=120&outputformat=json&raddatabase=PVGIS-SARAH3&pvtechchoice=crystSi&mountingplace=free&usehorizon=1
15 | 300 | 7 | 182.29 | 5.88 | https://re.jrc.ec.europa.eu/api/v5_3/PVcalc?lat=30.0444&lon=31.2357&peakpower=1&loss=14&angle=15&aspect=120&outputformat=json&raddatabase=PVGIS-SARAH3&pvtechchoice=crystSi&mountingplace=free&usehorizon=1
15 | 300 | 8 | 165.74 | 5.35 | https://re.jrc.ec.europa.eu/api/v5_3/PVcalc?lat=30.0444&lon=31.2357&peakpower=1&loss=14&angle=15&aspect=120&outputformat=json&raddatabase=PVGIS-SARAH3&pvtechchoice=crystSi&mountingplace=free&usehorizon=1
15 | 300 | 9 | 136.53 | 4.55 | https://re.jrc.ec.europa.eu/api/v5_3/PVcalc?lat=30.0444&lon=31.2357&peakpower=1&loss=14&angle=15&aspect=120&outputformat=json&raddatabase=PVGIS-SARAH3&pvtechchoice=crystSi&mountingplace=free&usehorizon=1
15 | 300 | 10 | 108.15 | 3.49 | https://re.jrc.ec.europa.eu/api/v5_3/PVcalc?lat=30.0444&lon=31.2357&peakpower=1&loss=14&angle=15&aspect=120&outputformat=json&raddatabase=PVGIS-SARAH3&pvtechchoice=crystSi&mountingplace=free&usehorizon=1
15 | 300 | 11 | 78.66 | 2.62 | https://re.jrc.ec.europa.eu/api/v5_3/PVcalc?lat=30.0444&lon=31.2357&peakpower=1&loss=14&angle=15&aspect=120&outputformat=json&raddatabase=PVGIS-SARAH3&pvtechchoice=crystSi&mountingplace=free&usehorizon=1
15 | 300 | 12 | 67.46 | 2.18 | https://re.jrc.ec.europa.eu/api/v5_3/PVcalc?lat=30.0444&lon=31.2357&peakpower=1&loss=14&angle=15&aspect=120&outputformat=json&raddatabase=PVGIS-SARAH3&pvtechchoice=crystSi&mountingplace=free&usehorizon=1
15 | 315 | 1 | 66.79 | 2.15 | https://re.jrc.ec.europa.eu/api/v5_3/PVcalc?lat=30.0444&lon=31.2357&peakpower=1&loss=14&angle=15&aspect=135&outputformat=json&raddatabase=PVGIS-SARAH3&pvtechchoice=crystSi&mountingplace=free&usehorizon=1
15 | 315 | 2 | 80.87 | 2.89 | https://re.jrc.ec.europa.eu/api/v5_3/PVcalc?lat=30.0444&lon=31.2357&peakpower=1&loss=14&angle=15&aspect=135&outputformat=json&raddatabase=PVGIS-SARAH3&pvtechchoice=crystSi&mountingplace=free&usehorizon=1
15 | 315 | 3 | 124.06 | 4 | https://re.jrc.ec.europa.eu/api/v5_3/PVcalc?lat=30.0444&lon=31.2357&peakpower=1&loss=14&angle=15&aspect=135&outputformat=json&raddatabase=PVGIS-SARAH3&pvtechchoice=crystSi&mountingplace=free&usehorizon=1
15 | 315 | 4 | 148.36 | 4.95 | https://re.jrc.ec.europa.eu/api/v5_3/PVcalc?lat=30.0444&lon=31.2357&peakpower=1&loss=14&angle=15&aspect=135&outputformat=json&raddatabase=PVGIS-SARAH3&pvtechchoice=crystSi&mountingplace=free&usehorizon=1
15 | 315 | 5 | 171.24 | 5.52 | https://re.jrc.ec.europa.eu/api/v5_3/PVcalc?lat=30.0444&lon=31.2357&peakpower=1&loss=14&angle=15&aspect=135&outputformat=json&raddatabase=PVGIS-SARAH3&pvtechchoice=crystSi&mountingplace=free&usehorizon=1
15 | 315 | 6 | 179.94 | 6 | https://re.jrc.ec.europa.eu/api/v5_3/PVcalc?lat=30.0444&lon=31.2357&peakpower=1&loss=14&angle=15&aspect=135&outputformat=json&raddatabase=PVGIS-SARAH3&pvtechchoice=crystSi&mountingplace=free&usehorizon=1
15 | 315 | 7 | 181.84 | 5.87 | https://re.jrc.ec.europa.eu/api/v5_3/PVcalc?lat=30.0444&lon=31.2357&peakpower=1&loss=14&angle=15&aspect=135&outputformat=json&raddatabase=PVGIS-SARAH3&pvtechchoice=crystSi&mountingplace=free&usehorizon=1
15 | 315 | 8 | 163.7 | 5.28 | https://re.jrc.ec.europa.eu/api/v5_3/PVcalc?lat=30.0444&lon=31.2357&peakpower=1&loss=14&angle=15&aspect=135&outputformat=json&raddatabase=PVGIS-SARAH3&pvtechchoice=crystSi&mountingplace=free&usehorizon=1
15 | 315 | 9 | 132.78 | 4.43 | https://re.jrc.ec.europa.eu/api/v5_3/PVcalc?lat=30.0444&lon=31.2357&peakpower=1&loss=14&angle=15&aspect=135&outputformat=json&raddatabase=PVGIS-SARAH3&pvtechchoice=crystSi&mountingplace=free&usehorizon=1
15 | 315 | 10 | 102.71 | 3.31 | https://re.jrc.ec.europa.eu/api/v5_3/PVcalc?lat=30.0444&lon=31.2357&peakpower=1&loss=14&angle=15&aspect=135&outputformat=json&raddatabase=PVGIS-SARAH3&pvtechchoice=crystSi&mountingplace=free&usehorizon=1
15 | 315 | 11 | 72.49 | 2.42 | https://re.jrc.ec.europa.eu/api/v5_3/PVcalc?lat=30.0444&lon=31.2357&peakpower=1&loss=14&angle=15&aspect=135&outputformat=json&raddatabase=PVGIS-SARAH3&pvtechchoice=crystSi&mountingplace=free&usehorizon=1
15 | 315 | 12 | 61.07 | 1.97 | https://re.jrc.ec.europa.eu/api/v5_3/PVcalc?lat=30.0444&lon=31.2357&peakpower=1&loss=14&angle=15&aspect=135&outputformat=json&raddatabase=PVGIS-SARAH3&pvtechchoice=crystSi&mountingplace=free&usehorizon=1
15 | 330 | 1 | 61.75 | 1.99 | https://re.jrc.ec.europa.eu/api/v5_3/PVcalc?lat=30.0444&lon=31.2357&peakpower=1&loss=14&angle=15&aspect=150&outputformat=json&raddatabase=PVGIS-SARAH3&pvtechchoice=crystSi&mountingplace=free&usehorizon=1
15 | 330 | 2 | 77.19 | 2.76 | https://re.jrc.ec.europa.eu/api/v5_3/PVcalc?lat=30.0444&lon=31.2357&peakpower=1&loss=14&angle=15&aspect=150&outputformat=json&raddatabase=PVGIS-SARAH3&pvtechchoice=crystSi&mountingplace=free&usehorizon=1
15 | 330 | 3 | 120.55 | 3.89 | https://re.jrc.ec.europa.eu/api/v5_3/PVcalc?lat=30.0444&lon=31.2357&peakpower=1&loss=14&angle=15&aspect=150&outputformat=json&raddatabase=PVGIS-SARAH3&pvtechchoice=crystSi&mountingplace=free&usehorizon=1
15 | 330 | 4 | 146.53 | 4.88 | https://re.jrc.ec.europa.eu/api/v5_3/PVcalc?lat=30.0444&lon=31.2357&peakpower=1&loss=14&angle=15&aspect=150&outputformat=json&raddatabase=PVGIS-SARAH3&pvtechchoice=crystSi&mountingplace=free&usehorizon=1
15 | 330 | 5 | 170.77 | 5.51 | https://re.jrc.ec.europa.eu/api/v5_3/PVcalc?lat=30.0444&lon=31.2357&peakpower=1&loss=14&angle=15&aspect=150&outputformat=json&raddatabase=PVGIS-SARAH3&pvtechchoice=crystSi&mountingplace=free&usehorizon=1
15 | 330 | 6 | 179.9 | 6 | https://re.jrc.ec.europa.eu/api/v5_3/PVcalc?lat=30.0444&lon=31.2357&peakpower=1&loss=14&angle=15&aspect=150&outputformat=json&raddatabase=PVGIS-SARAH3&pvtechchoice=crystSi&mountingplace=free&usehorizon=1
15 | 330 | 7 | 181.22 | 5.85 | https://re.jrc.ec.europa.eu/api/v5_3/PVcalc?lat=30.0444&lon=31.2357&peakpower=1&loss=14&angle=15&aspect=150&outputformat=json&raddatabase=PVGIS-SARAH3&pvtechchoice=crystSi&mountingplace=free&usehorizon=1
15 | 330 | 8 | 161.93 | 5.22 | https://re.jrc.ec.europa.eu/api/v5_3/PVcalc?lat=30.0444&lon=31.2357&peakpower=1&loss=14&angle=15&aspect=150&outputformat=json&raddatabase=PVGIS-SARAH3&pvtechchoice=crystSi&mountingplace=free&usehorizon=1
15 | 330 | 9 | 129.66 | 4.32 | https://re.jrc.ec.europa.eu/api/v5_3/PVcalc?lat=30.0444&lon=31.2357&peakpower=1&loss=14&angle=15&aspect=150&outputformat=json&raddatabase=PVGIS-SARAH3&pvtechchoice=crystSi&mountingplace=free&usehorizon=1
15 | 330 | 10 | 98.28 | 3.17 | https://re.jrc.ec.europa.eu/api/v5_3/PVcalc?lat=30.0444&lon=31.2357&peakpower=1&loss=14&angle=15&aspect=150&outputformat=json&raddatabase=PVGIS-SARAH3&pvtechchoice=crystSi&mountingplace=free&usehorizon=1
15 | 330 | 11 | 67.5 | 2.25 | https://re.jrc.ec.europa.eu/api/v5_3/PVcalc?lat=30.0444&lon=31.2357&peakpower=1&loss=14&angle=15&aspect=150&outputformat=json&raddatabase=PVGIS-SARAH3&pvtechchoice=crystSi&mountingplace=free&usehorizon=1
15 | 330 | 12 | 55.73 | 1.8 | https://re.jrc.ec.europa.eu/api/v5_3/PVcalc?lat=30.0444&lon=31.2357&peakpower=1&loss=14&angle=15&aspect=150&outputformat=json&raddatabase=PVGIS-SARAH3&pvtechchoice=crystSi&mountingplace=free&usehorizon=1
15 | 345 | 1 | 58.47 | 1.89 | https://re.jrc.ec.europa.eu/api/v5_3/PVcalc?lat=30.0444&lon=31.2357&peakpower=1&loss=14&angle=15&aspect=165&outputformat=json&raddatabase=PVGIS-SARAH3&pvtechchoice=crystSi&mountingplace=free&usehorizon=1
15 | 345 | 2 | 74.84 | 2.67 | https://re.jrc.ec.europa.eu/api/v5_3/PVcalc?lat=30.0444&lon=31.2357&peakpower=1&loss=14&angle=15&aspect=165&outputformat=json&raddatabase=PVGIS-SARAH3&pvtechchoice=crystSi&mountingplace=free&usehorizon=1
15 | 345 | 3 | 118.19 | 3.81 | https://re.jrc.ec.europa.eu/api/v5_3/PVcalc?lat=30.0444&lon=31.2357&peakpower=1&loss=14&angle=15&aspect=165&outputformat=json&raddatabase=PVGIS-SARAH3&pvtechchoice=crystSi&mountingplace=free&usehorizon=1
15 | 345 | 4 | 145.23 | 4.84 | https://re.jrc.ec.europa.eu/api/v5_3/PVcalc?lat=30.0444&lon=31.2357&peakpower=1&loss=14&angle=15&aspect=165&outputformat=json&raddatabase=PVGIS-SARAH3&pvtechchoice=crystSi&mountingplace=free&usehorizon=1
15 | 345 | 5 | 170.35 | 5.5 | https://re.jrc.ec.europa.eu/api/v5_3/PVcalc?lat=30.0444&lon=31.2357&peakpower=1&loss=14&angle=15&aspect=165&outputformat=json&raddatabase=PVGIS-SARAH3&pvtechchoice=crystSi&mountingplace=free&usehorizon=1
15 | 345 | 6 | 179.55 | 5.99 | https://re.jrc.ec.europa.eu/api/v5_3/PVcalc?lat=30.0444&lon=31.2357&peakpower=1&loss=14&angle=15&aspect=165&outputformat=json&raddatabase=PVGIS-SARAH3&pvtechchoice=crystSi&mountingplace=free&usehorizon=1
15 | 345 | 7 | 180.39 | 5.82 | https://re.jrc.ec.europa.eu/api/v5_3/PVcalc?lat=30.0444&lon=31.2357&peakpower=1&loss=14&angle=15&aspect=165&outputformat=json&raddatabase=PVGIS-SARAH3&pvtechchoice=crystSi&mountingplace=free&usehorizon=1
15 | 345 | 8 | 160.49 | 5.18 | https://re.jrc.ec.europa.eu/api/v5_3/PVcalc?lat=30.0444&lon=31.2357&peakpower=1&loss=14&angle=15&aspect=165&outputformat=json&raddatabase=PVGIS-SARAH3&pvtechchoice=crystSi&mountingplace=free&usehorizon=1
15 | 345 | 9 | 127.37 | 4.25 | https://re.jrc.ec.europa.eu/api/v5_3/PVcalc?lat=30.0444&lon=31.2357&peakpower=1&loss=14&angle=15&aspect=165&outputformat=json&raddatabase=PVGIS-SARAH3&pvtechchoice=crystSi&mountingplace=free&usehorizon=1
15 | 345 | 10 | 95.4 | 3.08 | https://re.jrc.ec.europa.eu/api/v5_3/PVcalc?lat=30.0444&lon=31.2357&peakpower=1&loss=14&angle=15&aspect=165&outputformat=json&raddatabase=PVGIS-SARAH3&pvtechchoice=crystSi&mountingplace=free&usehorizon=1
15 | 345 | 11 | 64.1 | 2.14 | https://re.jrc.ec.europa.eu/api/v5_3/PVcalc?lat=30.0444&lon=31.2357&peakpower=1&loss=14&angle=15&aspect=165&outputformat=json&raddatabase=PVGIS-SARAH3&pvtechchoice=crystSi&mountingplace=free&usehorizon=1
15 | 345 | 12 | 52.28 | 1.69 | https://re.jrc.ec.europa.eu/api/v5_3/PVcalc?lat=30.0444&lon=31.2357&peakpower=1&loss=14&angle=15&aspect=165&outputformat=json&raddatabase=PVGIS-SARAH3&pvtechchoice=crystSi&mountingplace=free&usehorizon=1
15 | 360 | 1 | 57.59 | 1.86 | https://re.jrc.ec.europa.eu/api/v5_3/PVcalc?lat=30.0444&lon=31.2357&peakpower=1&loss=14&angle=15&aspect=180&outputformat=json&raddatabase=PVGIS-SARAH3&pvtechchoice=crystSi&mountingplace=free&usehorizon=1
15 | 360 | 2 | 74.2 | 2.65 | https://re.jrc.ec.europa.eu/api/v5_3/PVcalc?lat=30.0444&lon=31.2357&peakpower=1&loss=14&angle=15&aspect=180&outputformat=json&raddatabase=PVGIS-SARAH3&pvtechchoice=crystSi&mountingplace=free&usehorizon=1
15 | 360 | 3 | 117.18 | 3.78 | https://re.jrc.ec.europa.eu/api/v5_3/PVcalc?lat=30.0444&lon=31.2357&peakpower=1&loss=14&angle=15&aspect=180&outputformat=json&raddatabase=PVGIS-SARAH3&pvtechchoice=crystSi&mountingplace=free&usehorizon=1
15 | 360 | 4 | 144.46 | 4.82 | https://re.jrc.ec.europa.eu/api/v5_3/PVcalc?lat=30.0444&lon=31.2357&peakpower=1&loss=14&angle=15&aspect=180&outputformat=json&raddatabase=PVGIS-SARAH3&pvtechchoice=crystSi&mountingplace=free&usehorizon=1
15 | 360 | 5 | 169.89 | 5.48 | https://re.jrc.ec.europa.eu/api/v5_3/PVcalc?lat=30.0444&lon=31.2357&peakpower=1&loss=14&angle=15&aspect=180&outputformat=json&raddatabase=PVGIS-SARAH3&pvtechchoice=crystSi&mountingplace=free&usehorizon=1
15 | 360 | 6 | 178.81 | 5.96 | https://re.jrc.ec.europa.eu/api/v5_3/PVcalc?lat=30.0444&lon=31.2357&peakpower=1&loss=14&angle=15&aspect=180&outputformat=json&raddatabase=PVGIS-SARAH3&pvtechchoice=crystSi&mountingplace=free&usehorizon=1
15 | 360 | 7 | 179.24 | 5.78 | https://re.jrc.ec.europa.eu/api/v5_3/PVcalc?lat=30.0444&lon=31.2357&peakpower=1&loss=14&angle=15&aspect=180&outputformat=json&raddatabase=PVGIS-SARAH3&pvtechchoice=crystSi&mountingplace=free&usehorizon=1
15 | 360 | 8 | 159.31 | 5.14 | https://re.jrc.ec.europa.eu/api/v5_3/PVcalc?lat=30.0444&lon=31.2357&peakpower=1&loss=14&angle=15&aspect=180&outputformat=json&raddatabase=PVGIS-SARAH3&pvtechchoice=crystSi&mountingplace=free&usehorizon=1
15 | 360 | 9 | 126.04 | 4.2 | https://re.jrc.ec.europa.eu/api/v5_3/PVcalc?lat=30.0444&lon=31.2357&peakpower=1&loss=14&angle=15&aspect=180&outputformat=json&raddatabase=PVGIS-SARAH3&pvtechchoice=crystSi&mountingplace=free&usehorizon=1
15 | 360 | 10 | 94.35 | 3.04 | https://re.jrc.ec.europa.eu/api/v5_3/PVcalc?lat=30.0444&lon=31.2357&peakpower=1&loss=14&angle=15&aspect=180&outputformat=json&raddatabase=PVGIS-SARAH3&pvtechchoice=crystSi&mountingplace=free&usehorizon=1
15 | 360 | 11 | 62.9 | 2.1 | https://re.jrc.ec.europa.eu/api/v5_3/PVcalc?lat=30.0444&lon=31.2357&peakpower=1&loss=14&angle=15&aspect=180&outputformat=json&raddatabase=PVGIS-SARAH3&pvtechchoice=crystSi&mountingplace=free&usehorizon=1
15 | 360 | 12 | 51.47 | 1.66 | https://re.jrc.ec.europa.eu/api/v5_3/PVcalc?lat=30.0444&lon=31.2357&peakpower=1&loss=14&angle=15&aspect=180&outputformat=json&raddatabase=PVGIS-SARAH3&pvtechchoice=crystSi&mountingplace=free&usehorizon=1
20 | 0 | 1 | 46.65 | 1.5 | https://re.jrc.ec.europa.eu/api/v5_3/PVcalc?lat=30.0444&lon=31.2357&peakpower=1&loss=14&angle=20&aspect=-180&outputformat=json&raddatabase=PVGIS-SARAH3&pvtechchoice=crystSi&mountingplace=free&usehorizon=1
20 | 0 | 2 | 64.81 | 2.31 | https://re.jrc.ec.europa.eu/api/v5_3/PVcalc?lat=30.0444&lon=31.2357&peakpower=1&loss=14&angle=20&aspect=-180&outputformat=json&raddatabase=PVGIS-SARAH3&pvtechchoice=crystSi&mountingplace=free&usehorizon=1
20 | 0 | 3 | 107.92 | 3.48 | https://re.jrc.ec.europa.eu/api/v5_3/PVcalc?lat=30.0444&lon=31.2357&peakpower=1&loss=14&angle=20&aspect=-180&outputformat=json&raddatabase=PVGIS-SARAH3&pvtechchoice=crystSi&mountingplace=free&usehorizon=1
20 | 0 | 4 | 138.11 | 4.6 | https://re.jrc.ec.europa.eu/api/v5_3/PVcalc?lat=30.0444&lon=31.2357&peakpower=1&loss=14&angle=20&aspect=-180&outputformat=json&raddatabase=PVGIS-SARAH3&pvtechchoice=crystSi&mountingplace=free&usehorizon=1
20 | 0 | 5 | 165.84 | 5.35 | https://re.jrc.ec.europa.eu/api/v5_3/PVcalc?lat=30.0444&lon=31.2357&peakpower=1&loss=14&angle=20&aspect=-180&outputformat=json&raddatabase=PVGIS-SARAH3&pvtechchoice=crystSi&mountingplace=free&usehorizon=1
20 | 0 | 6 | 175.98 | 5.87 | https://re.jrc.ec.europa.eu/api/v5_3/PVcalc?lat=30.0444&lon=31.2357&peakpower=1&loss=14&angle=20&aspect=-180&outputformat=json&raddatabase=PVGIS-SARAH3&pvtechchoice=crystSi&mountingplace=free&usehorizon=1
20 | 0 | 7 | 175.69 | 5.67 | https://re.jrc.ec.europa.eu/api/v5_3/PVcalc?lat=30.0444&lon=31.2357&peakpower=1&loss=14&angle=20&aspect=-180&outputformat=json&raddatabase=PVGIS-SARAH3&pvtechchoice=crystSi&mountingplace=free&usehorizon=1
20 | 0 | 8 | 153.51 | 4.95 | https://re.jrc.ec.europa.eu/api/v5_3/PVcalc?lat=30.0444&lon=31.2357&peakpower=1&loss=14&angle=20&aspect=-180&outputformat=json&raddatabase=PVGIS-SARAH3&pvtechchoice=crystSi&mountingplace=free&usehorizon=1
20 | 0 | 9 | 117.56 | 3.92 | https://re.jrc.ec.europa.eu/api/v5_3/PVcalc?lat=30.0444&lon=31.2357&peakpower=1&loss=14&angle=20&aspect=-180&outputformat=json&raddatabase=PVGIS-SARAH3&pvtechchoice=crystSi&mountingplace=free&usehorizon=1
20 | 0 | 10 | 83.44 | 2.69 | https://re.jrc.ec.europa.eu/api/v5_3/PVcalc?lat=30.0444&lon=31.2357&peakpower=1&loss=14&angle=20&aspect=-180&outputformat=json&raddatabase=PVGIS-SARAH3&pvtechchoice=crystSi&mountingplace=free&usehorizon=1
20 | 0 | 11 | 51.69 | 1.72 | https://re.jrc.ec.europa.eu/api/v5_3/PVcalc?lat=30.0444&lon=31.2357&peakpower=1&loss=14&angle=20&aspect=-180&outputformat=json&raddatabase=PVGIS-SARAH3&pvtechchoice=crystSi&mountingplace=free&usehorizon=1
20 | 0 | 12 | 40.32 | 1.3 | https://re.jrc.ec.europa.eu/api/v5_3/PVcalc?lat=30.0444&lon=31.2357&peakpower=1&loss=14&angle=20&aspect=-180&outputformat=json&raddatabase=PVGIS-SARAH3&pvtechchoice=crystSi&mountingplace=free&usehorizon=1
20 | 15 | 1 | 48.95 | 1.58 | https://re.jrc.ec.europa.eu/api/v5_3/PVcalc?lat=30.0444&lon=31.2357&peakpower=1&loss=14&angle=20&aspect=-165&outputformat=json&raddatabase=PVGIS-SARAH3&pvtechchoice=crystSi&mountingplace=free&usehorizon=1
20 | 15 | 2 | 66.53 | 2.38 | https://re.jrc.ec.europa.eu/api/v5_3/PVcalc?lat=30.0444&lon=31.2357&peakpower=1&loss=14&angle=20&aspect=-165&outputformat=json&raddatabase=PVGIS-SARAH3&pvtechchoice=crystSi&mountingplace=free&usehorizon=1
20 | 15 | 3 | 108.67 | 3.51 | https://re.jrc.ec.europa.eu/api/v5_3/PVcalc?lat=30.0444&lon=31.2357&peakpower=1&loss=14&angle=20&aspect=-165&outputformat=json&raddatabase=PVGIS-SARAH3&pvtechchoice=crystSi&mountingplace=free&usehorizon=1
20 | 15 | 4 | 137.93 | 4.6 | https://re.jrc.ec.europa.eu/api/v5_3/PVcalc?lat=30.0444&lon=31.2357&peakpower=1&loss=14&angle=20&aspect=-165&outputformat=json&raddatabase=PVGIS-SARAH3&pvtechchoice=crystSi&mountingplace=free&usehorizon=1
20 | 15 | 5 | 165.3 | 5.33 | https://re.jrc.ec.europa.eu/api/v5_3/PVcalc?lat=30.0444&lon=31.2357&peakpower=1&loss=14&angle=20&aspect=-165&outputformat=json&raddatabase=PVGIS-SARAH3&pvtechchoice=crystSi&mountingplace=free&usehorizon=1
20 | 15 | 6 | 174.7 | 5.82 | https://re.jrc.ec.europa.eu/api/v5_3/PVcalc?lat=30.0444&lon=31.2357&peakpower=1&loss=14&angle=20&aspect=-165&outputformat=json&raddatabase=PVGIS-SARAH3&pvtechchoice=crystSi&mountingplace=free&usehorizon=1
20 | 15 | 7 | 174.12 | 5.62 | https://re.jrc.ec.europa.eu/api/v5_3/PVcalc?lat=30.0444&lon=31.2357&peakpower=1&loss=14&angle=20&aspect=-165&outputformat=json&raddatabase=PVGIS-SARAH3&pvtechchoice=crystSi&mountingplace=free&usehorizon=1
20 | 15 | 8 | 152.63 | 4.92 | https://re.jrc.ec.europa.eu/api/v5_3/PVcalc?lat=30.0444&lon=31.2357&peakpower=1&loss=14&angle=20&aspect=-165&outputformat=json&raddatabase=PVGIS-SARAH3&pvtechchoice=crystSi&mountingplace=free&usehorizon=1
20 | 15 | 9 | 117.5 | 3.92 | https://re.jrc.ec.europa.eu/api/v5_3/PVcalc?lat=30.0444&lon=31.2357&peakpower=1&loss=14&angle=20&aspect=-165&outputformat=json&raddatabase=PVGIS-SARAH3&pvtechchoice=crystSi&mountingplace=free&usehorizon=1
20 | 15 | 10 | 84.86 | 2.74 | https://re.jrc.ec.europa.eu/api/v5_3/PVcalc?lat=30.0444&lon=31.2357&peakpower=1&loss=14&angle=20&aspect=-165&outputformat=json&raddatabase=PVGIS-SARAH3&pvtechchoice=crystSi&mountingplace=free&usehorizon=1
20 | 15 | 11 | 53.63 | 1.79 | https://re.jrc.ec.europa.eu/api/v5_3/PVcalc?lat=30.0444&lon=31.2357&peakpower=1&loss=14&angle=20&aspect=-165&outputformat=json&raddatabase=PVGIS-SARAH3&pvtechchoice=crystSi&mountingplace=free&usehorizon=1
20 | 15 | 12 | 42.31 | 1.36 | https://re.jrc.ec.europa.eu/api/v5_3/PVcalc?lat=30.0444&lon=31.2357&peakpower=1&loss=14&angle=20&aspect=-165&outputformat=json&raddatabase=PVGIS-SARAH3&pvtechchoice=crystSi&mountingplace=free&usehorizon=1
20 | 30 | 1 | 54.03 | 1.74 | https://re.jrc.ec.europa.eu/api/v5_3/PVcalc?lat=30.0444&lon=31.2357&peakpower=1&loss=14&angle=20&aspect=-150&outputformat=json&raddatabase=PVGIS-SARAH3&pvtechchoice=crystSi&mountingplace=free&usehorizon=1
20 | 30 | 2 | 70.79 | 2.53 | https://re.jrc.ec.europa.eu/api/v5_3/PVcalc?lat=30.0444&lon=31.2357&peakpower=1&loss=14&angle=20&aspect=-150&outputformat=json&raddatabase=PVGIS-SARAH3&pvtechchoice=crystSi&mountingplace=free&usehorizon=1
20 | 30 | 3 | 111.61 | 3.6 | https://re.jrc.ec.europa.eu/api/v5_3/PVcalc?lat=30.0444&lon=31.2357&peakpower=1&loss=14&angle=20&aspect=-150&outputformat=json&raddatabase=PVGIS-SARAH3&pvtechchoice=crystSi&mountingplace=free&usehorizon=1
20 | 30 | 4 | 138.59 | 4.62 | https://re.jrc.ec.europa.eu/api/v5_3/PVcalc?lat=30.0444&lon=31.2357&peakpower=1&loss=14&angle=20&aspect=-150&outputformat=json&raddatabase=PVGIS-SARAH3&pvtechchoice=crystSi&mountingplace=free&usehorizon=1
20 | 30 | 5 | 164.84 | 5.32 | https://re.jrc.ec.europa.eu/api/v5_3/PVcalc?lat=30.0444&lon=31.2357&peakpower=1&loss=14&angle=20&aspect=-150&outputformat=json&raddatabase=PVGIS-SARAH3&pvtechchoice=crystSi&mountingplace=free&usehorizon=1
20 | 30 | 6 | 173.11 | 5.77 | https://re.jrc.ec.europa.eu/api/v5_3/PVcalc?lat=30.0444&lon=31.2357&peakpower=1&loss=14&angle=20&aspect=-150&outputformat=json&raddatabase=PVGIS-SARAH3&pvtechchoice=crystSi&mountingplace=free&usehorizon=1
20 | 30 | 7 | 172.45 | 5.56 | https://re.jrc.ec.europa.eu/api/v5_3/PVcalc?lat=30.0444&lon=31.2357&peakpower=1&loss=14&angle=20&aspect=-150&outputformat=json&raddatabase=PVGIS-SARAH3&pvtechchoice=crystSi&mountingplace=free&usehorizon=1
20 | 30 | 8 | 152.49 | 4.92 | https://re.jrc.ec.europa.eu/api/v5_3/PVcalc?lat=30.0444&lon=31.2357&peakpower=1&loss=14&angle=20&aspect=-150&outputformat=json&raddatabase=PVGIS-SARAH3&pvtechchoice=crystSi&mountingplace=free&usehorizon=1
20 | 30 | 9 | 119.22 | 3.97 | https://re.jrc.ec.europa.eu/api/v5_3/PVcalc?lat=30.0444&lon=31.2357&peakpower=1&loss=14&angle=20&aspect=-150&outputformat=json&raddatabase=PVGIS-SARAH3&pvtechchoice=crystSi&mountingplace=free&usehorizon=1
20 | 30 | 10 | 88.95 | 2.87 | https://re.jrc.ec.europa.eu/api/v5_3/PVcalc?lat=30.0444&lon=31.2357&peakpower=1&loss=14&angle=20&aspect=-150&outputformat=json&raddatabase=PVGIS-SARAH3&pvtechchoice=crystSi&mountingplace=free&usehorizon=1
20 | 30 | 11 | 58.72 | 1.96 | https://re.jrc.ec.europa.eu/api/v5_3/PVcalc?lat=30.0444&lon=31.2357&peakpower=1&loss=14&angle=20&aspect=-150&outputformat=json&raddatabase=PVGIS-SARAH3&pvtechchoice=crystSi&mountingplace=free&usehorizon=1
20 | 30 | 12 | 48.01 | 1.55 | https://re.jrc.ec.europa.eu/api/v5_3/PVcalc?lat=30.0444&lon=31.2357&peakpower=1&loss=14&angle=20&aspect=-150&outputformat=json&raddatabase=PVGIS-SARAH3&pvtechchoice=crystSi&mountingplace=free&usehorizon=1
20 | 45 | 1 | 61.12 | 1.97 | https://re.jrc.ec.europa.eu/api/v5_3/PVcalc?lat=30.0444&lon=31.2357&peakpower=1&loss=14&angle=20&aspect=-135&outputformat=json&raddatabase=PVGIS-SARAH3&pvtechchoice=crystSi&mountingplace=free&usehorizon=1
20 | 45 | 2 | 76.67 | 2.74 | https://re.jrc.ec.europa.eu/api/v5_3/PVcalc?lat=30.0444&lon=31.2357&peakpower=1&loss=14&angle=20&aspect=-135&outputformat=json&raddatabase=PVGIS-SARAH3&pvtechchoice=crystSi&mountingplace=free&usehorizon=1
20 | 45 | 3 | 116.11 | 3.75 | https://re.jrc.ec.europa.eu/api/v5_3/PVcalc?lat=30.0444&lon=31.2357&peakpower=1&loss=14&angle=20&aspect=-135&outputformat=json&raddatabase=PVGIS-SARAH3&pvtechchoice=crystSi&mountingplace=free&usehorizon=1
20 | 45 | 4 | 140.42 | 4.68 | https://re.jrc.ec.europa.eu/api/v5_3/PVcalc?lat=30.0444&lon=31.2357&peakpower=1&loss=14&angle=20&aspect=-135&outputformat=json&raddatabase=PVGIS-SARAH3&pvtechchoice=crystSi&mountingplace=free&usehorizon=1
20 | 45 | 5 | 164.84 | 5.32 | https://re.jrc.ec.europa.eu/api/v5_3/PVcalc?lat=30.0444&lon=31.2357&peakpower=1&loss=14&angle=20&aspect=-135&outputformat=json&raddatabase=PVGIS-SARAH3&pvtechchoice=crystSi&mountingplace=free&usehorizon=1
20 | 45 | 6 | 171.75 | 5.72 | https://re.jrc.ec.europa.eu/api/v5_3/PVcalc?lat=30.0444&lon=31.2357&peakpower=1&loss=14&angle=20&aspect=-135&outputformat=json&raddatabase=PVGIS-SARAH3&pvtechchoice=crystSi&mountingplace=free&usehorizon=1
20 | 45 | 7 | 171.38 | 5.53 | https://re.jrc.ec.europa.eu/api/v5_3/PVcalc?lat=30.0444&lon=31.2357&peakpower=1&loss=14&angle=20&aspect=-135&outputformat=json&raddatabase=PVGIS-SARAH3&pvtechchoice=crystSi&mountingplace=free&usehorizon=1
20 | 45 | 8 | 153.34 | 4.95 | https://re.jrc.ec.europa.eu/api/v5_3/PVcalc?lat=30.0444&lon=31.2357&peakpower=1&loss=14&angle=20&aspect=-135&outputformat=json&raddatabase=PVGIS-SARAH3&pvtechchoice=crystSi&mountingplace=free&usehorizon=1
20 | 45 | 9 | 122.6 | 4.09 | https://re.jrc.ec.europa.eu/api/v5_3/PVcalc?lat=30.0444&lon=31.2357&peakpower=1&loss=14&angle=20&aspect=-135&outputformat=json&raddatabase=PVGIS-SARAH3&pvtechchoice=crystSi&mountingplace=free&usehorizon=1
20 | 45 | 10 | 94.96 | 3.06 | https://re.jrc.ec.europa.eu/api/v5_3/PVcalc?lat=30.0444&lon=31.2357&peakpower=1&loss=14&angle=20&aspect=-135&outputformat=json&raddatabase=PVGIS-SARAH3&pvtechchoice=crystSi&mountingplace=free&usehorizon=1
20 | 45 | 11 | 66.12 | 2.2 | https://re.jrc.ec.europa.eu/api/v5_3/PVcalc?lat=30.0444&lon=31.2357&peakpower=1&loss=14&angle=20&aspect=-135&outputformat=json&raddatabase=PVGIS-SARAH3&pvtechchoice=crystSi&mountingplace=free&usehorizon=1
20 | 45 | 12 | 55.62 | 1.79 | https://re.jrc.ec.europa.eu/api/v5_3/PVcalc?lat=30.0444&lon=31.2357&peakpower=1&loss=14&angle=20&aspect=-135&outputformat=json&raddatabase=PVGIS-SARAH3&pvtechchoice=crystSi&mountingplace=free&usehorizon=1
20 | 60 | 1 | 69.41 | 2.24 | https://re.jrc.ec.europa.eu/api/v5_3/PVcalc?lat=30.0444&lon=31.2357&peakpower=1&loss=14&angle=20&aspect=-120&outputformat=json&raddatabase=PVGIS-SARAH3&pvtechchoice=crystSi&mountingplace=free&usehorizon=1
20 | 60 | 2 | 83.47 | 2.98 | https://re.jrc.ec.europa.eu/api/v5_3/PVcalc?lat=30.0444&lon=31.2357&peakpower=1&loss=14&angle=20&aspect=-120&outputformat=json&raddatabase=PVGIS-SARAH3&pvtechchoice=crystSi&mountingplace=free&usehorizon=1
20 | 60 | 3 | 121.54 | 3.92 | https://re.jrc.ec.europa.eu/api/v5_3/PVcalc?lat=30.0444&lon=31.2357&peakpower=1&loss=14&angle=20&aspect=-120&outputformat=json&raddatabase=PVGIS-SARAH3&pvtechchoice=crystSi&mountingplace=free&usehorizon=1
20 | 60 | 4 | 143.37 | 4.78 | https://re.jrc.ec.europa.eu/api/v5_3/PVcalc?lat=30.0444&lon=31.2357&peakpower=1&loss=14&angle=20&aspect=-120&outputformat=json&raddatabase=PVGIS-SARAH3&pvtechchoice=crystSi&mountingplace=free&usehorizon=1
20 | 60 | 5 | 165.21 | 5.33 | https://re.jrc.ec.europa.eu/api/v5_3/PVcalc?lat=30.0444&lon=31.2357&peakpower=1&loss=14&angle=20&aspect=-120&outputformat=json&raddatabase=PVGIS-SARAH3&pvtechchoice=crystSi&mountingplace=free&usehorizon=1
20 | 60 | 6 | 171.02 | 5.7 | https://re.jrc.ec.europa.eu/api/v5_3/PVcalc?lat=30.0444&lon=31.2357&peakpower=1&loss=14&angle=20&aspect=-120&outputformat=json&raddatabase=PVGIS-SARAH3&pvtechchoice=crystSi&mountingplace=free&usehorizon=1
20 | 60 | 7 | 171 | 5.52 | https://re.jrc.ec.europa.eu/api/v5_3/PVcalc?lat=30.0444&lon=31.2357&peakpower=1&loss=14&angle=20&aspect=-120&outputformat=json&raddatabase=PVGIS-SARAH3&pvtechchoice=crystSi&mountingplace=free&usehorizon=1
20 | 60 | 8 | 155.23 | 5.01 | https://re.jrc.ec.europa.eu/api/v5_3/PVcalc?lat=30.0444&lon=31.2357&peakpower=1&loss=14&angle=20&aspect=-120&outputformat=json&raddatabase=PVGIS-SARAH3&pvtechchoice=crystSi&mountingplace=free&usehorizon=1
20 | 60 | 9 | 126.96 | 4.23 | https://re.jrc.ec.europa.eu/api/v5_3/PVcalc?lat=30.0444&lon=31.2357&peakpower=1&loss=14&angle=20&aspect=-120&outputformat=json&raddatabase=PVGIS-SARAH3&pvtechchoice=crystSi&mountingplace=free&usehorizon=1
20 | 60 | 10 | 102.1 | 3.29 | https://re.jrc.ec.europa.eu/api/v5_3/PVcalc?lat=30.0444&lon=31.2357&peakpower=1&loss=14&angle=20&aspect=-120&outputformat=json&raddatabase=PVGIS-SARAH3&pvtechchoice=crystSi&mountingplace=free&usehorizon=1
20 | 60 | 11 | 74.52 | 2.48 | https://re.jrc.ec.europa.eu/api/v5_3/PVcalc?lat=30.0444&lon=31.2357&peakpower=1&loss=14&angle=20&aspect=-120&outputformat=json&raddatabase=PVGIS-SARAH3&pvtechchoice=crystSi&mountingplace=free&usehorizon=1
20 | 60 | 12 | 64.38 | 2.08 | https://re.jrc.ec.europa.eu/api/v5_3/PVcalc?lat=30.0444&lon=31.2357&peakpower=1&loss=14&angle=20&aspect=-120&outputformat=json&raddatabase=PVGIS-SARAH3&pvtechchoice=crystSi&mountingplace=free&usehorizon=1
20 | 75 | 1 | 78.35 | 2.53 | https://re.jrc.ec.europa.eu/api/v5_3/PVcalc?lat=30.0444&lon=31.2357&peakpower=1&loss=14&angle=20&aspect=-105&outputformat=json&raddatabase=PVGIS-SARAH3&pvtechchoice=crystSi&mountingplace=free&usehorizon=1
20 | 75 | 2 | 90.57 | 3.23 | https://re.jrc.ec.europa.eu/api/v5_3/PVcalc?lat=30.0444&lon=31.2357&peakpower=1&loss=14&angle=20&aspect=-105&outputformat=json&raddatabase=PVGIS-SARAH3&pvtechchoice=crystSi&mountingplace=free&usehorizon=1
20 | 75 | 3 | 127.57 | 4.12 | https://re.jrc.ec.europa.eu/api/v5_3/PVcalc?lat=30.0444&lon=31.2357&peakpower=1&loss=14&angle=20&aspect=-105&outputformat=json&raddatabase=PVGIS-SARAH3&pvtechchoice=crystSi&mountingplace=free&usehorizon=1
20 | 75 | 4 | 146.6 | 4.89 | https://re.jrc.ec.europa.eu/api/v5_3/PVcalc?lat=30.0444&lon=31.2357&peakpower=1&loss=14&angle=20&aspect=-105&outputformat=json&raddatabase=PVGIS-SARAH3&pvtechchoice=crystSi&mountingplace=free&usehorizon=1
20 | 75 | 5 | 166.26 | 5.36 | https://re.jrc.ec.europa.eu/api/v5_3/PVcalc?lat=30.0444&lon=31.2357&peakpower=1&loss=14&angle=20&aspect=-105&outputformat=json&raddatabase=PVGIS-SARAH3&pvtechchoice=crystSi&mountingplace=free&usehorizon=1
20 | 75 | 6 | 170.4 | 5.68 | https://re.jrc.ec.europa.eu/api/v5_3/PVcalc?lat=30.0444&lon=31.2357&peakpower=1&loss=14&angle=20&aspect=-105&outputformat=json&raddatabase=PVGIS-SARAH3&pvtechchoice=crystSi&mountingplace=free&usehorizon=1
20 | 75 | 7 | 170.91 | 5.51 | https://re.jrc.ec.europa.eu/api/v5_3/PVcalc?lat=30.0444&lon=31.2357&peakpower=1&loss=14&angle=20&aspect=-105&outputformat=json&raddatabase=PVGIS-SARAH3&pvtechchoice=crystSi&mountingplace=free&usehorizon=1
20 | 75 | 8 | 157.78 | 5.09 | https://re.jrc.ec.europa.eu/api/v5_3/PVcalc?lat=30.0444&lon=31.2357&peakpower=1&loss=14&angle=20&aspect=-105&outputformat=json&raddatabase=PVGIS-SARAH3&pvtechchoice=crystSi&mountingplace=free&usehorizon=1
20 | 75 | 9 | 132.02 | 4.4 | https://re.jrc.ec.europa.eu/api/v5_3/PVcalc?lat=30.0444&lon=31.2357&peakpower=1&loss=14&angle=20&aspect=-105&outputformat=json&raddatabase=PVGIS-SARAH3&pvtechchoice=crystSi&mountingplace=free&usehorizon=1
20 | 75 | 10 | 109.79 | 3.54 | https://re.jrc.ec.europa.eu/api/v5_3/PVcalc?lat=30.0444&lon=31.2357&peakpower=1&loss=14&angle=20&aspect=-105&outputformat=json&raddatabase=PVGIS-SARAH3&pvtechchoice=crystSi&mountingplace=free&usehorizon=1
20 | 75 | 11 | 83.18 | 2.77 | https://re.jrc.ec.europa.eu/api/v5_3/PVcalc?lat=30.0444&lon=31.2357&peakpower=1&loss=14&angle=20&aspect=-105&outputformat=json&raddatabase=PVGIS-SARAH3&pvtechchoice=crystSi&mountingplace=free&usehorizon=1
20 | 75 | 12 | 73.26 | 2.36 | https://re.jrc.ec.europa.eu/api/v5_3/PVcalc?lat=30.0444&lon=31.2357&peakpower=1&loss=14&angle=20&aspect=-105&outputformat=json&raddatabase=PVGIS-SARAH3&pvtechchoice=crystSi&mountingplace=free&usehorizon=1
20 | 90 | 1 | 87.41 | 2.82 | https://re.jrc.ec.europa.eu/api/v5_3/PVcalc?lat=30.0444&lon=31.2357&peakpower=1&loss=14&angle=20&aspect=-90&outputformat=json&raddatabase=PVGIS-SARAH3&pvtechchoice=crystSi&mountingplace=free&usehorizon=1
20 | 90 | 2 | 97.48 | 3.48 | https://re.jrc.ec.europa.eu/api/v5_3/PVcalc?lat=30.0444&lon=31.2357&peakpower=1&loss=14&angle=20&aspect=-90&outputformat=json&raddatabase=PVGIS-SARAH3&pvtechchoice=crystSi&mountingplace=free&usehorizon=1
20 | 90 | 3 | 133.77 | 4.32 | https://re.jrc.ec.europa.eu/api/v5_3/PVcalc?lat=30.0444&lon=31.2357&peakpower=1&loss=14&angle=20&aspect=-90&outputformat=json&raddatabase=PVGIS-SARAH3&pvtechchoice=crystSi&mountingplace=free&usehorizon=1
20 | 90 | 4 | 149.96 | 5 | https://re.jrc.ec.europa.eu/api/v5_3/PVcalc?lat=30.0444&lon=31.2357&peakpower=1&loss=14&angle=20&aspect=-90&outputformat=json&raddatabase=PVGIS-SARAH3&pvtechchoice=crystSi&mountingplace=free&usehorizon=1
20 | 90 | 5 | 167.58 | 5.41 | https://re.jrc.ec.europa.eu/api/v5_3/PVcalc?lat=30.0444&lon=31.2357&peakpower=1&loss=14&angle=20&aspect=-90&outputformat=json&raddatabase=PVGIS-SARAH3&pvtechchoice=crystSi&mountingplace=free&usehorizon=1
20 | 90 | 6 | 170.04 | 5.67 | https://re.jrc.ec.europa.eu/api/v5_3/PVcalc?lat=30.0444&lon=31.2357&peakpower=1&loss=14&angle=20&aspect=-90&outputformat=json&raddatabase=PVGIS-SARAH3&pvtechchoice=crystSi&mountingplace=free&usehorizon=1
20 | 90 | 7 | 171.17 | 5.52 | https://re.jrc.ec.europa.eu/api/v5_3/PVcalc?lat=30.0444&lon=31.2357&peakpower=1&loss=14&angle=20&aspect=-90&outputformat=json&raddatabase=PVGIS-SARAH3&pvtechchoice=crystSi&mountingplace=free&usehorizon=1
20 | 90 | 8 | 160.59 | 5.18 | https://re.jrc.ec.europa.eu/api/v5_3/PVcalc?lat=30.0444&lon=31.2357&peakpower=1&loss=14&angle=20&aspect=-90&outputformat=json&raddatabase=PVGIS-SARAH3&pvtechchoice=crystSi&mountingplace=free&usehorizon=1
20 | 90 | 9 | 137.25 | 4.57 | https://re.jrc.ec.europa.eu/api/v5_3/PVcalc?lat=30.0444&lon=31.2357&peakpower=1&loss=14&angle=20&aspect=-90&outputformat=json&raddatabase=PVGIS-SARAH3&pvtechchoice=crystSi&mountingplace=free&usehorizon=1
20 | 90 | 10 | 117.64 | 3.79 | https://re.jrc.ec.europa.eu/api/v5_3/PVcalc?lat=30.0444&lon=31.2357&peakpower=1&loss=14&angle=20&aspect=-90&outputformat=json&raddatabase=PVGIS-SARAH3&pvtechchoice=crystSi&mountingplace=free&usehorizon=1
20 | 90 | 11 | 92.35 | 3.08 | https://re.jrc.ec.europa.eu/api/v5_3/PVcalc?lat=30.0444&lon=31.2357&peakpower=1&loss=14&angle=20&aspect=-90&outputformat=json&raddatabase=PVGIS-SARAH3&pvtechchoice=crystSi&mountingplace=free&usehorizon=1
20 | 90 | 12 | 82.95 | 2.68 | https://re.jrc.ec.europa.eu/api/v5_3/PVcalc?lat=30.0444&lon=31.2357&peakpower=1&loss=14&angle=20&aspect=-90&outputformat=json&raddatabase=PVGIS-SARAH3&pvtechchoice=crystSi&mountingplace=free&usehorizon=1
20 | 105 | 1 | 96 | 3.1 | https://re.jrc.ec.europa.eu/api/v5_3/PVcalc?lat=30.0444&lon=31.2357&peakpower=1&loss=14&angle=20&aspect=-75&outputformat=json&raddatabase=PVGIS-SARAH3&pvtechchoice=crystSi&mountingplace=free&usehorizon=1
20 | 105 | 2 | 104.02 | 3.72 | https://re.jrc.ec.europa.eu/api/v5_3/PVcalc?lat=30.0444&lon=31.2357&peakpower=1&loss=14&angle=20&aspect=-75&outputformat=json&raddatabase=PVGIS-SARAH3&pvtechchoice=crystSi&mountingplace=free&usehorizon=1
20 | 105 | 3 | 139.8 | 4.51 | https://re.jrc.ec.europa.eu/api/v5_3/PVcalc?lat=30.0444&lon=31.2357&peakpower=1&loss=14&angle=20&aspect=-75&outputformat=json&raddatabase=PVGIS-SARAH3&pvtechchoice=crystSi&mountingplace=free&usehorizon=1
20 | 105 | 4 | 153.28 | 5.11 | https://re.jrc.ec.europa.eu/api/v5_3/PVcalc?lat=30.0444&lon=31.2357&peakpower=1&loss=14&angle=20&aspect=-75&outputformat=json&raddatabase=PVGIS-SARAH3&pvtechchoice=crystSi&mountingplace=free&usehorizon=1
20 | 105 | 5 | 168.64 | 5.44 | https://re.jrc.ec.europa.eu/api/v5_3/PVcalc?lat=30.0444&lon=31.2357&peakpower=1&loss=14&angle=20&aspect=-75&outputformat=json&raddatabase=PVGIS-SARAH3&pvtechchoice=crystSi&mountingplace=free&usehorizon=1
20 | 105 | 6 | 169.83 | 5.66 | https://re.jrc.ec.europa.eu/api/v5_3/PVcalc?lat=30.0444&lon=31.2357&peakpower=1&loss=14&angle=20&aspect=-75&outputformat=json&raddatabase=PVGIS-SARAH3&pvtechchoice=crystSi&mountingplace=free&usehorizon=1
20 | 105 | 7 | 171.6 | 5.54 | https://re.jrc.ec.europa.eu/api/v5_3/PVcalc?lat=30.0444&lon=31.2357&peakpower=1&loss=14&angle=20&aspect=-75&outputformat=json&raddatabase=PVGIS-SARAH3&pvtechchoice=crystSi&mountingplace=free&usehorizon=1
20 | 105 | 8 | 163.24 | 5.27 | https://re.jrc.ec.europa.eu/api/v5_3/PVcalc?lat=30.0444&lon=31.2357&peakpower=1&loss=14&angle=20&aspect=-75&outputformat=json&raddatabase=PVGIS-SARAH3&pvtechchoice=crystSi&mountingplace=free&usehorizon=1
20 | 105 | 9 | 142.45 | 4.75 | https://re.jrc.ec.europa.eu/api/v5_3/PVcalc?lat=30.0444&lon=31.2357&peakpower=1&loss=14&angle=20&aspect=-75&outputformat=json&raddatabase=PVGIS-SARAH3&pvtechchoice=crystSi&mountingplace=free&usehorizon=1
20 | 105 | 10 | 125.08 | 4.03 | https://re.jrc.ec.europa.eu/api/v5_3/PVcalc?lat=30.0444&lon=31.2357&peakpower=1&loss=14&angle=20&aspect=-75&outputformat=json&raddatabase=PVGIS-SARAH3&pvtechchoice=crystSi&mountingplace=free&usehorizon=1
20 | 105 | 11 | 101.25 | 3.38 | https://re.jrc.ec.europa.eu/api/v5_3/PVcalc?lat=30.0444&lon=31.2357&peakpower=1&loss=14&angle=20&aspect=-75&outputformat=json&raddatabase=PVGIS-SARAH3&pvtechchoice=crystSi&mountingplace=free&usehorizon=1
20 | 105 | 12 | 92.34 | 2.98 | https://re.jrc.ec.europa.eu/api/v5_3/PVcalc?lat=30.0444&lon=31.2357&peakpower=1&loss=14&angle=20&aspect=-75&outputformat=json&raddatabase=PVGIS-SARAH3&pvtechchoice=crystSi&mountingplace=free&usehorizon=1
20 | 120 | 1 | 103.69 | 3.34 | https://re.jrc.ec.europa.eu/api/v5_3/PVcalc?lat=30.0444&lon=31.2357&peakpower=1&loss=14&angle=20&aspect=-60&outputformat=json&raddatabase=PVGIS-SARAH3&pvtechchoice=crystSi&mountingplace=free&usehorizon=1
20 | 120 | 2 | 110.21 | 3.94 | https://re.jrc.ec.europa.eu/api/v5_3/PVcalc?lat=30.0444&lon=31.2357&peakpower=1&loss=14&angle=20&aspect=-60&outputformat=json&raddatabase=PVGIS-SARAH3&pvtechchoice=crystSi&mountingplace=free&usehorizon=1
20 | 120 | 3 | 145.37 | 4.69 | https://re.jrc.ec.europa.eu/api/v5_3/PVcalc?lat=30.0444&lon=31.2357&peakpower=1&loss=14&angle=20&aspect=-60&outputformat=json&raddatabase=PVGIS-SARAH3&pvtechchoice=crystSi&mountingplace=free&usehorizon=1
20 | 120 | 4 | 156.34 | 5.21 | https://re.jrc.ec.europa.eu/api/v5_3/PVcalc?lat=30.0444&lon=31.2357&peakpower=1&loss=14&angle=20&aspect=-60&outputformat=json&raddatabase=PVGIS-SARAH3&pvtechchoice=crystSi&mountingplace=free&usehorizon=1
20 | 120 | 5 | 169.3 | 5.46 | https://re.jrc.ec.europa.eu/api/v5_3/PVcalc?lat=30.0444&lon=31.2357&peakpower=1&loss=14&angle=20&aspect=-60&outputformat=json&raddatabase=PVGIS-SARAH3&pvtechchoice=crystSi&mountingplace=free&usehorizon=1
20 | 120 | 6 | 169.54 | 5.65 | https://re.jrc.ec.europa.eu/api/v5_3/PVcalc?lat=30.0444&lon=31.2357&peakpower=1&loss=14&angle=20&aspect=-60&outputformat=json&raddatabase=PVGIS-SARAH3&pvtechchoice=crystSi&mountingplace=free&usehorizon=1
20 | 120 | 7 | 172.06 | 5.55 | https://re.jrc.ec.europa.eu/api/v5_3/PVcalc?lat=30.0444&lon=31.2357&peakpower=1&loss=14&angle=20&aspect=-60&outputformat=json&raddatabase=PVGIS-SARAH3&pvtechchoice=crystSi&mountingplace=free&usehorizon=1
20 | 120 | 8 | 165.4 | 5.34 | https://re.jrc.ec.europa.eu/api/v5_3/PVcalc?lat=30.0444&lon=31.2357&peakpower=1&loss=14&angle=20&aspect=-60&outputformat=json&raddatabase=PVGIS-SARAH3&pvtechchoice=crystSi&mountingplace=free&usehorizon=1
20 | 120 | 9 | 147.44 | 4.91 | https://re.jrc.ec.europa.eu/api/v5_3/PVcalc?lat=30.0444&lon=31.2357&peakpower=1&loss=14&angle=20&aspect=-60&outputformat=json&raddatabase=PVGIS-SARAH3&pvtechchoice=crystSi&mountingplace=free&usehorizon=1
20 | 120 | 10 | 131.71 | 4.25 | https://re.jrc.ec.europa.eu/api/v5_3/PVcalc?lat=30.0444&lon=31.2357&peakpower=1&loss=14&angle=20&aspect=-60&outputformat=json&raddatabase=PVGIS-SARAH3&pvtechchoice=crystSi&mountingplace=free&usehorizon=1
20 | 120 | 11 | 109.36 | 3.65 | https://re.jrc.ec.europa.eu/api/v5_3/PVcalc?lat=30.0444&lon=31.2357&peakpower=1&loss=14&angle=20&aspect=-60&outputformat=json&raddatabase=PVGIS-SARAH3&pvtechchoice=crystSi&mountingplace=free&usehorizon=1
20 | 120 | 12 | 100.82 | 3.25 | https://re.jrc.ec.europa.eu/api/v5_3/PVcalc?lat=30.0444&lon=31.2357&peakpower=1&loss=14&angle=20&aspect=-60&outputformat=json&raddatabase=PVGIS-SARAH3&pvtechchoice=crystSi&mountingplace=free&usehorizon=1
20 | 135 | 1 | 110.68 | 3.57 | https://re.jrc.ec.europa.eu/api/v5_3/PVcalc?lat=30.0444&lon=31.2357&peakpower=1&loss=14&angle=20&aspect=-45&outputformat=json&raddatabase=PVGIS-SARAH3&pvtechchoice=crystSi&mountingplace=free&usehorizon=1
20 | 135 | 2 | 115.42 | 4.12 | https://re.jrc.ec.europa.eu/api/v5_3/PVcalc?lat=30.0444&lon=31.2357&peakpower=1&loss=14&angle=20&aspect=-45&outputformat=json&raddatabase=PVGIS-SARAH3&pvtechchoice=crystSi&mountingplace=free&usehorizon=1
20 | 135 | 3 | 150.1 | 4.84 | https://re.jrc.ec.europa.eu/api/v5_3/PVcalc?lat=30.0444&lon=31.2357&peakpower=1&loss=14&angle=20&aspect=-45&outputformat=json&raddatabase=PVGIS-SARAH3&pvtechchoice=crystSi&mountingplace=free&usehorizon=1
20 | 135 | 4 | 158.79 | 5.29 | https://re.jrc.ec.europa.eu/api/v5_3/PVcalc?lat=30.0444&lon=31.2357&peakpower=1&loss=14&angle=20&aspect=-45&outputformat=json&raddatabase=PVGIS-SARAH3&pvtechchoice=crystSi&mountingplace=free&usehorizon=1
20 | 135 | 5 | 169.4 | 5.46 | https://re.jrc.ec.europa.eu/api/v5_3/PVcalc?lat=30.0444&lon=31.2357&peakpower=1&loss=14&angle=20&aspect=-45&outputformat=json&raddatabase=PVGIS-SARAH3&pvtechchoice=crystSi&mountingplace=free&usehorizon=1
20 | 135 | 6 | 169.35 | 5.64 | https://re.jrc.ec.europa.eu/api/v5_3/PVcalc?lat=30.0444&lon=31.2357&peakpower=1&loss=14&angle=20&aspect=-45&outputformat=json&raddatabase=PVGIS-SARAH3&pvtechchoice=crystSi&mountingplace=free&usehorizon=1
20 | 135 | 7 | 172.59 | 5.57 | https://re.jrc.ec.europa.eu/api/v5_3/PVcalc?lat=30.0444&lon=31.2357&peakpower=1&loss=14&angle=20&aspect=-45&outputformat=json&raddatabase=PVGIS-SARAH3&pvtechchoice=crystSi&mountingplace=free&usehorizon=1
20 | 135 | 8 | 167.18 | 5.39 | https://re.jrc.ec.europa.eu/api/v5_3/PVcalc?lat=30.0444&lon=31.2357&peakpower=1&loss=14&angle=20&aspect=-45&outputformat=json&raddatabase=PVGIS-SARAH3&pvtechchoice=crystSi&mountingplace=free&usehorizon=1
20 | 135 | 9 | 151.88 | 5.06 | https://re.jrc.ec.europa.eu/api/v5_3/PVcalc?lat=30.0444&lon=31.2357&peakpower=1&loss=14&angle=20&aspect=-45&outputformat=json&raddatabase=PVGIS-SARAH3&pvtechchoice=crystSi&mountingplace=free&usehorizon=1
20 | 135 | 10 | 137.82 | 4.45 | https://re.jrc.ec.europa.eu/api/v5_3/PVcalc?lat=30.0444&lon=31.2357&peakpower=1&loss=14&angle=20&aspect=-45&outputformat=json&raddatabase=PVGIS-SARAH3&pvtechchoice=crystSi&mountingplace=free&usehorizon=1
20 | 135 | 11 | 116.06 | 3.87 | https://re.jrc.ec.europa.eu/api/v5_3/PVcalc?lat=30.0444&lon=31.2357&peakpower=1&loss=14&angle=20&aspect=-45&outputformat=json&raddatabase=PVGIS-SARAH3&pvtechchoice=crystSi&mountingplace=free&usehorizon=1
20 | 135 | 12 | 107.94 | 3.48 | https://re.jrc.ec.europa.eu/api/v5_3/PVcalc?lat=30.0444&lon=31.2357&peakpower=1&loss=14&angle=20&aspect=-45&outputformat=json&raddatabase=PVGIS-SARAH3&pvtechchoice=crystSi&mountingplace=free&usehorizon=1
20 | 150 | 1 | 116.08 | 3.74 | https://re.jrc.ec.europa.eu/api/v5_3/PVcalc?lat=30.0444&lon=31.2357&peakpower=1&loss=14&angle=20&aspect=-30&outputformat=json&raddatabase=PVGIS-SARAH3&pvtechchoice=crystSi&mountingplace=free&usehorizon=1
20 | 150 | 2 | 119.19 | 4.26 | https://re.jrc.ec.europa.eu/api/v5_3/PVcalc?lat=30.0444&lon=31.2357&peakpower=1&loss=14&angle=20&aspect=-30&outputformat=json&raddatabase=PVGIS-SARAH3&pvtechchoice=crystSi&mountingplace=free&usehorizon=1
20 | 150 | 3 | 153.55 | 4.95 | https://re.jrc.ec.europa.eu/api/v5_3/PVcalc?lat=30.0444&lon=31.2357&peakpower=1&loss=14&angle=20&aspect=-30&outputformat=json&raddatabase=PVGIS-SARAH3&pvtechchoice=crystSi&mountingplace=free&usehorizon=1
20 | 150 | 4 | 160.68 | 5.36 | https://re.jrc.ec.europa.eu/api/v5_3/PVcalc?lat=30.0444&lon=31.2357&peakpower=1&loss=14&angle=20&aspect=-30&outputformat=json&raddatabase=PVGIS-SARAH3&pvtechchoice=crystSi&mountingplace=free&usehorizon=1
20 | 150 | 5 | 169.99 | 5.48 | https://re.jrc.ec.europa.eu/api/v5_3/PVcalc?lat=30.0444&lon=31.2357&peakpower=1&loss=14&angle=20&aspect=-30&outputformat=json&raddatabase=PVGIS-SARAH3&pvtechchoice=crystSi&mountingplace=free&usehorizon=1
20 | 150 | 6 | 169.31 | 5.64 | https://re.jrc.ec.europa.eu/api/v5_3/PVcalc?lat=30.0444&lon=31.2357&peakpower=1&loss=14&angle=20&aspect=-30&outputformat=json&raddatabase=PVGIS-SARAH3&pvtechchoice=crystSi&mountingplace=free&usehorizon=1
20 | 150 | 7 | 173.24 | 5.59 | https://re.jrc.ec.europa.eu/api/v5_3/PVcalc?lat=30.0444&lon=31.2357&peakpower=1&loss=14&angle=20&aspect=-30&outputformat=json&raddatabase=PVGIS-SARAH3&pvtechchoice=crystSi&mountingplace=free&usehorizon=1
20 | 150 | 8 | 169.09 | 5.45 | https://re.jrc.ec.europa.eu/api/v5_3/PVcalc?lat=30.0444&lon=31.2357&peakpower=1&loss=14&angle=20&aspect=-30&outputformat=json&raddatabase=PVGIS-SARAH3&pvtechchoice=crystSi&mountingplace=free&usehorizon=1
20 | 150 | 9 | 155.25 | 5.17 | https://re.jrc.ec.europa.eu/api/v5_3/PVcalc?lat=30.0444&lon=31.2357&peakpower=1&loss=14&angle=20&aspect=-30&outputformat=json&raddatabase=PVGIS-SARAH3&pvtechchoice=crystSi&mountingplace=free&usehorizon=1
20 | 150 | 10 | 142.82 | 4.61 | https://re.jrc.ec.europa.eu/api/v5_3/PVcalc?lat=30.0444&lon=31.2357&peakpower=1&loss=14&angle=20&aspect=-30&outputformat=json&raddatabase=PVGIS-SARAH3&pvtechchoice=crystSi&mountingplace=free&usehorizon=1
20 | 150 | 11 | 121.55 | 4.05 | https://re.jrc.ec.europa.eu/api/v5_3/PVcalc?lat=30.0444&lon=31.2357&peakpower=1&loss=14&angle=20&aspect=-30&outputformat=json&raddatabase=PVGIS-SARAH3&pvtechchoice=crystSi&mountingplace=free&usehorizon=1
20 | 150 | 12 | 113.63 | 3.67 | https://re.jrc.ec.europa.eu/api/v5_3/PVcalc?lat=30.0444&lon=31.2357&peakpower=1&loss=14&angle=20&aspect=-30&outputformat=json&raddatabase=PVGIS-SARAH3&pvtechchoice=crystSi&mountingplace=free&usehorizon=1
20 | 165 | 1 | 119.43 | 3.85 | https://re.jrc.ec.europa.eu/api/v5_3/PVcalc?lat=30.0444&lon=31.2357&peakpower=1&loss=14&angle=20&aspect=-15&outputformat=json&raddatabase=PVGIS-SARAH3&pvtechchoice=crystSi&mountingplace=free&usehorizon=1
20 | 165 | 2 | 121.6 | 4.34 | https://re.jrc.ec.europa.eu/api/v5_3/PVcalc?lat=30.0444&lon=31.2357&peakpower=1&loss=14&angle=20&aspect=-15&outputformat=json&raddatabase=PVGIS-SARAH3&pvtechchoice=crystSi&mountingplace=free&usehorizon=1
20 | 165 | 3 | 156.3 | 5.04 | https://re.jrc.ec.europa.eu/api/v5_3/PVcalc?lat=30.0444&lon=31.2357&peakpower=1&loss=14&angle=20&aspect=-15&outputformat=json&raddatabase=PVGIS-SARAH3&pvtechchoice=crystSi&mountingplace=free&usehorizon=1
20 | 165 | 4 | 162.47 | 5.42 | https://re.jrc.ec.europa.eu/api/v5_3/PVcalc?lat=30.0444&lon=31.2357&peakpower=1&loss=14&angle=20&aspect=-15&outputformat=json&raddatabase=PVGIS-SARAH3&pvtechchoice=crystSi&mountingplace=free&usehorizon=1
20 | 165 | 5 | 170.53 | 5.5 | https://re.jrc.ec.europa.eu/api/v5_3/PVcalc?lat=30.0444&lon=31.2357&peakpower=1&loss=14&angle=20&aspect=-15&outputformat=json&raddatabase=PVGIS-SARAH3&pvtechchoice=crystSi&mountingplace=free&usehorizon=1
20 | 165 | 6 | 169.48 | 5.65 | https://re.jrc.ec.europa.eu/api/v5_3/PVcalc?lat=30.0444&lon=31.2357&peakpower=1&loss=14&angle=20&aspect=-15&outputformat=json&raddatabase=PVGIS-SARAH3&pvtechchoice=crystSi&mountingplace=free&usehorizon=1
20 | 165 | 7 | 173.99 | 5.61 | https://re.jrc.ec.europa.eu/api/v5_3/PVcalc?lat=30.0444&lon=31.2357&peakpower=1&loss=14&angle=20&aspect=-15&outputformat=json&raddatabase=PVGIS-SARAH3&pvtechchoice=crystSi&mountingplace=free&usehorizon=1
20 | 165 | 8 | 170.79 | 5.51 | https://re.jrc.ec.europa.eu/api/v5_3/PVcalc?lat=30.0444&lon=31.2357&peakpower=1&loss=14&angle=20&aspect=-15&outputformat=json&raddatabase=PVGIS-SARAH3&pvtechchoice=crystSi&mountingplace=free&usehorizon=1
20 | 165 | 9 | 157.98 | 5.27 | https://re.jrc.ec.europa.eu/api/v5_3/PVcalc?lat=30.0444&lon=31.2357&peakpower=1&loss=14&angle=20&aspect=-15&outputformat=json&raddatabase=PVGIS-SARAH3&pvtechchoice=crystSi&mountingplace=free&usehorizon=1
20 | 165 | 10 | 146.07 | 4.71 | https://re.jrc.ec.europa.eu/api/v5_3/PVcalc?lat=30.0444&lon=31.2357&peakpower=1&loss=14&angle=20&aspect=-15&outputformat=json&raddatabase=PVGIS-SARAH3&pvtechchoice=crystSi&mountingplace=free&usehorizon=1
20 | 165 | 11 | 125.04 | 4.17 | https://re.jrc.ec.europa.eu/api/v5_3/PVcalc?lat=30.0444&lon=31.2357&peakpower=1&loss=14&angle=20&aspect=-15&outputformat=json&raddatabase=PVGIS-SARAH3&pvtechchoice=crystSi&mountingplace=free&usehorizon=1
20 | 165 | 12 | 117.17 | 3.78 | https://re.jrc.ec.europa.eu/api/v5_3/PVcalc?lat=30.0444&lon=31.2357&peakpower=1&loss=14&angle=20&aspect=-15&outputformat=json&raddatabase=PVGIS-SARAH3&pvtechchoice=crystSi&mountingplace=free&usehorizon=1
20 | 180 | 1 | 120.42 | 3.88 | https://re.jrc.ec.europa.eu/api/v5_3/PVcalc?lat=30.0444&lon=31.2357&peakpower=1&loss=14&angle=20&aspect=0&outputformat=json&raddatabase=PVGIS-SARAH3&pvtechchoice=crystSi&mountingplace=free&usehorizon=1
20 | 180 | 2 | 122.24 | 4.37 | https://re.jrc.ec.europa.eu/api/v5_3/PVcalc?lat=30.0444&lon=31.2357&peakpower=1&loss=14&angle=20&aspect=0&outputformat=json&raddatabase=PVGIS-SARAH3&pvtechchoice=crystSi&mountingplace=free&usehorizon=1
20 | 180 | 3 | 157.58 | 5.08 | https://re.jrc.ec.europa.eu/api/v5_3/PVcalc?lat=30.0444&lon=31.2357&peakpower=1&loss=14&angle=20&aspect=0&outputformat=json&raddatabase=PVGIS-SARAH3&pvtechchoice=crystSi&mountingplace=free&usehorizon=1
20 | 180 | 4 | 163.54 | 5.45 | https://re.jrc.ec.europa.eu/api/v5_3/PVcalc?lat=30.0444&lon=31.2357&peakpower=1&loss=14&angle=20&aspect=0&outputformat=json&raddatabase=PVGIS-SARAH3&pvtechchoice=crystSi&mountingplace=free&usehorizon=1
20 | 180 | 5 | 170.94 | 5.51 | https://re.jrc.ec.europa.eu/api/v5_3/PVcalc?lat=30.0444&lon=31.2357&peakpower=1&loss=14&angle=20&aspect=0&outputformat=json&raddatabase=PVGIS-SARAH3&pvtechchoice=crystSi&mountingplace=free&usehorizon=1
20 | 180 | 6 | 169.62 | 5.65 | https://re.jrc.ec.europa.eu/api/v5_3/PVcalc?lat=30.0444&lon=31.2357&peakpower=1&loss=14&angle=20&aspect=0&outputformat=json&raddatabase=PVGIS-SARAH3&pvtechchoice=crystSi&mountingplace=free&usehorizon=1
20 | 180 | 7 | 174.57 | 5.63 | https://re.jrc.ec.europa.eu/api/v5_3/PVcalc?lat=30.0444&lon=31.2357&peakpower=1&loss=14&angle=20&aspect=0&outputformat=json&raddatabase=PVGIS-SARAH3&pvtechchoice=crystSi&mountingplace=free&usehorizon=1
20 | 180 | 8 | 171.89 | 5.54 | https://re.jrc.ec.europa.eu/api/v5_3/PVcalc?lat=30.0444&lon=31.2357&peakpower=1&loss=14&angle=20&aspect=0&outputformat=json&raddatabase=PVGIS-SARAH3&pvtechchoice=crystSi&mountingplace=free&usehorizon=1
20 | 180 | 9 | 159.69 | 5.32 | https://re.jrc.ec.europa.eu/api/v5_3/PVcalc?lat=30.0444&lon=31.2357&peakpower=1&loss=14&angle=20&aspect=0&outputformat=json&raddatabase=PVGIS-SARAH3&pvtechchoice=crystSi&mountingplace=free&usehorizon=1
20 | 180 | 10 | 147.39 | 4.75 | https://re.jrc.ec.europa.eu/api/v5_3/PVcalc?lat=30.0444&lon=31.2357&peakpower=1&loss=14&angle=20&aspect=0&outputformat=json&raddatabase=PVGIS-SARAH3&pvtechchoice=crystSi&mountingplace=free&usehorizon=1
20 | 180 | 11 | 126.17 | 4.21 | https://re.jrc.ec.europa.eu/api/v5_3/PVcalc?lat=30.0444&lon=31.2357&peakpower=1&loss=14&angle=20&aspect=0&outputformat=json&raddatabase=PVGIS-SARAH3&pvtechchoice=crystSi&mountingplace=free&usehorizon=1
20 | 180 | 12 | 118.22 | 3.81 | https://re.jrc.ec.europa.eu/api/v5_3/PVcalc?lat=30.0444&lon=31.2357&peakpower=1&loss=14&angle=20&aspect=0&outputformat=json&raddatabase=PVGIS-SARAH3&pvtechchoice=crystSi&mountingplace=free&usehorizon=1
20 | 195 | 1 | 118.96 | 3.84 | https://re.jrc.ec.europa.eu/api/v5_3/PVcalc?lat=30.0444&lon=31.2357&peakpower=1&loss=14&angle=20&aspect=15&outputformat=json&raddatabase=PVGIS-SARAH3&pvtechchoice=crystSi&mountingplace=free&usehorizon=1
20 | 195 | 2 | 121 | 4.32 | https://re.jrc.ec.europa.eu/api/v5_3/PVcalc?lat=30.0444&lon=31.2357&peakpower=1&loss=14&angle=20&aspect=15&outputformat=json&raddatabase=PVGIS-SARAH3&pvtechchoice=crystSi&mountingplace=free&usehorizon=1
20 | 195 | 3 | 157.18 | 5.07 | https://re.jrc.ec.europa.eu/api/v5_3/PVcalc?lat=30.0444&lon=31.2357&peakpower=1&loss=14&angle=20&aspect=15&outputformat=json&raddatabase=PVGIS-SARAH3&pvtechchoice=crystSi&mountingplace=free&usehorizon=1
20 | 195 | 4 | 163.73 | 5.46 | https://re.jrc.ec.europa.eu/api/v5_3/PVcalc?lat=30.0444&lon=31.2357&peakpower=1&loss=14&angle=20&aspect=15&outputformat=json&raddatabase=PVGIS-SARAH3&pvtechchoice=crystSi&mountingplace=free&usehorizon=1
20 | 195 | 5 | 171.21 | 5.52 | https://re.jrc.ec.europa.eu/api/v5_3/PVcalc?lat=30.0444&lon=31.2357&peakpower=1&loss=14&angle=20&aspect=15&outputformat=json&raddatabase=PVGIS-SARAH3&pvtechchoice=crystSi&mountingplace=free&usehorizon=1
20 | 195 | 6 | 170.53 | 5.68 | https://re.jrc.ec.europa.eu/api/v5_3/PVcalc?lat=30.0444&lon=31.2357&peakpower=1&loss=14&angle=20&aspect=15&outputformat=json&raddatabase=PVGIS-SARAH3&pvtechchoice=crystSi&mountingplace=free&usehorizon=1
20 | 195 | 7 | 175.84 | 5.67 | https://re.jrc.ec.europa.eu/api/v5_3/PVcalc?lat=30.0444&lon=31.2357&peakpower=1&loss=14&angle=20&aspect=15&outputformat=json&raddatabase=PVGIS-SARAH3&pvtechchoice=crystSi&mountingplace=free&usehorizon=1
20 | 195 | 8 | 172.69 | 5.57 | https://re.jrc.ec.europa.eu/api/v5_3/PVcalc?lat=30.0444&lon=31.2357&peakpower=1&loss=14&angle=20&aspect=15&outputformat=json&raddatabase=PVGIS-SARAH3&pvtechchoice=crystSi&mountingplace=free&usehorizon=1
20 | 195 | 9 | 159.98 | 5.33 | https://re.jrc.ec.europa.eu/api/v5_3/PVcalc?lat=30.0444&lon=31.2357&peakpower=1&loss=14&angle=20&aspect=15&outputformat=json&raddatabase=PVGIS-SARAH3&pvtechchoice=crystSi&mountingplace=free&usehorizon=1
20 | 195 | 10 | 146.56 | 4.73 | https://re.jrc.ec.europa.eu/api/v5_3/PVcalc?lat=30.0444&lon=31.2357&peakpower=1&loss=14&angle=20&aspect=15&outputformat=json&raddatabase=PVGIS-SARAH3&pvtechchoice=crystSi&mountingplace=free&usehorizon=1
20 | 195 | 11 | 124.83 | 4.16 | https://re.jrc.ec.europa.eu/api/v5_3/PVcalc?lat=30.0444&lon=31.2357&peakpower=1&loss=14&angle=20&aspect=15&outputformat=json&raddatabase=PVGIS-SARAH3&pvtechchoice=crystSi&mountingplace=free&usehorizon=1
20 | 195 | 12 | 116.69 | 3.76 | https://re.jrc.ec.europa.eu/api/v5_3/PVcalc?lat=30.0444&lon=31.2357&peakpower=1&loss=14&angle=20&aspect=15&outputformat=json&raddatabase=PVGIS-SARAH3&pvtechchoice=crystSi&mountingplace=free&usehorizon=1
20 | 210 | 1 | 115.18 | 3.72 | https://re.jrc.ec.europa.eu/api/v5_3/PVcalc?lat=30.0444&lon=31.2357&peakpower=1&loss=14&angle=20&aspect=30&outputformat=json&raddatabase=PVGIS-SARAH3&pvtechchoice=crystSi&mountingplace=free&usehorizon=1
20 | 210 | 2 | 118.02 | 4.21 | https://re.jrc.ec.europa.eu/api/v5_3/PVcalc?lat=30.0444&lon=31.2357&peakpower=1&loss=14&angle=20&aspect=30&outputformat=json&raddatabase=PVGIS-SARAH3&pvtechchoice=crystSi&mountingplace=free&usehorizon=1
20 | 210 | 3 | 155.14 | 5 | https://re.jrc.ec.europa.eu/api/v5_3/PVcalc?lat=30.0444&lon=31.2357&peakpower=1&loss=14&angle=20&aspect=30&outputformat=json&raddatabase=PVGIS-SARAH3&pvtechchoice=crystSi&mountingplace=free&usehorizon=1
20 | 210 | 4 | 163.1 | 5.44 | https://re.jrc.ec.europa.eu/api/v5_3/PVcalc?lat=30.0444&lon=31.2357&peakpower=1&loss=14&angle=20&aspect=30&outputformat=json&raddatabase=PVGIS-SARAH3&pvtechchoice=crystSi&mountingplace=free&usehorizon=1
20 | 210 | 5 | 171.83 | 5.54 | https://re.jrc.ec.europa.eu/api/v5_3/PVcalc?lat=30.0444&lon=31.2357&peakpower=1&loss=14&angle=20&aspect=30&outputformat=json&raddatabase=PVGIS-SARAH3&pvtechchoice=crystSi&mountingplace=free&usehorizon=1
20 | 210 | 6 | 172.21 | 5.74 | https://re.jrc.ec.europa.eu/api/v5_3/PVcalc?lat=30.0444&lon=31.2357&peakpower=1&loss=14&angle=20&aspect=30&outputformat=json&raddatabase=PVGIS-SARAH3&pvtechchoice=crystSi&mountingplace=free&usehorizon=1
20 | 210 | 7 | 177.48 | 5.73 | https://re.jrc.ec.europa.eu/api/v5_3/PVcalc?lat=30.0444&lon=31.2357&peakpower=1&loss=14&angle=20&aspect=30&outputformat=json&raddatabase=PVGIS-SARAH3&pvtechchoice=crystSi&mountingplace=free&usehorizon=1
20 | 210 | 8 | 173.02 | 5.58 | https://re.jrc.ec.europa.eu/api/v5_3/PVcalc?lat=30.0444&lon=31.2357&peakpower=1&loss=14&angle=20&aspect=30&outputformat=json&raddatabase=PVGIS-SARAH3&pvtechchoice=crystSi&mountingplace=free&usehorizon=1
20 | 210 | 9 | 158.75 | 5.29 | https://re.jrc.ec.europa.eu/api/v5_3/PVcalc?lat=30.0444&lon=31.2357&peakpower=1&loss=14&angle=20&aspect=30&outputformat=json&raddatabase=PVGIS-SARAH3&pvtechchoice=crystSi&mountingplace=free&usehorizon=1
20 | 210 | 10 | 143.63 | 4.63 | https://re.jrc.ec.europa.eu/api/v5_3/PVcalc?lat=30.0444&lon=31.2357&peakpower=1&loss=14&angle=20&aspect=30&outputformat=json&raddatabase=PVGIS-SARAH3&pvtechchoice=crystSi&mountingplace=free&usehorizon=1
20 | 210 | 11 | 121.13 | 4.04 | https://re.jrc.ec.europa.eu/api/v5_3/PVcalc?lat=30.0444&lon=31.2357&peakpower=1&loss=14&angle=20&aspect=30&outputformat=json&raddatabase=PVGIS-SARAH3&pvtechchoice=crystSi&mountingplace=free&usehorizon=1
20 | 210 | 12 | 112.7 | 3.64 | https://re.jrc.ec.europa.eu/api/v5_3/PVcalc?lat=30.0444&lon=31.2357&peakpower=1&loss=14&angle=20&aspect=30&outputformat=json&raddatabase=PVGIS-SARAH3&pvtechchoice=crystSi&mountingplace=free&usehorizon=1
20 | 225 | 1 | 109.36 | 3.53 | https://re.jrc.ec.europa.eu/api/v5_3/PVcalc?lat=30.0444&lon=31.2357&peakpower=1&loss=14&angle=20&aspect=45&outputformat=json&raddatabase=PVGIS-SARAH3&pvtechchoice=crystSi&mountingplace=free&usehorizon=1
20 | 225 | 2 | 113.69 | 4.06 | https://re.jrc.ec.europa.eu/api/v5_3/PVcalc?lat=30.0444&lon=31.2357&peakpower=1&loss=14&angle=20&aspect=45&outputformat=json&raddatabase=PVGIS-SARAH3&pvtechchoice=crystSi&mountingplace=free&usehorizon=1
20 | 225 | 3 | 151.8 | 4.9 | https://re.jrc.ec.europa.eu/api/v5_3/PVcalc?lat=30.0444&lon=31.2357&peakpower=1&loss=14&angle=20&aspect=45&outputformat=json&raddatabase=PVGIS-SARAH3&pvtechchoice=crystSi&mountingplace=free&usehorizon=1
20 | 225 | 4 | 161.54 | 5.38 | https://re.jrc.ec.europa.eu/api/v5_3/PVcalc?lat=30.0444&lon=31.2357&peakpower=1&loss=14&angle=20&aspect=45&outputformat=json&raddatabase=PVGIS-SARAH3&pvtechchoice=crystSi&mountingplace=free&usehorizon=1
20 | 225 | 5 | 171.99 | 5.55 | https://re.jrc.ec.europa.eu/api/v5_3/PVcalc?lat=30.0444&lon=31.2357&peakpower=1&loss=14&angle=20&aspect=45&outputformat=json&raddatabase=PVGIS-SARAH3&pvtechchoice=crystSi&mountingplace=free&usehorizon=1
20 | 225 | 6 | 173.68 | 5.79 | https://re.jrc.ec.europa.eu/api/v5_3/PVcalc?lat=30.0444&lon=31.2357&peakpower=1&loss=14&angle=20&aspect=45&outputformat=json&raddatabase=PVGIS-SARAH3&pvtechchoice=crystSi&mountingplace=free&usehorizon=1
20 | 225 | 7 | 178.76 | 5.77 | https://re.jrc.ec.europa.eu/api/v5_3/PVcalc?lat=30.0444&lon=31.2357&peakpower=1&loss=14&angle=20&aspect=45&outputformat=json&raddatabase=PVGIS-SARAH3&pvtechchoice=crystSi&mountingplace=free&usehorizon=1
20 | 225 | 8 | 172.57 | 5.57 | https://re.jrc.ec.europa.eu/api/v5_3/PVcalc?lat=30.0444&lon=31.2357&peakpower=1&loss=14&angle=20&aspect=45&outputformat=json&raddatabase=PVGIS-SARAH3&pvtechchoice=crystSi&mountingplace=free&usehorizon=1
20 | 225 | 9 | 156.17 | 5.21 | https://re.jrc.ec.europa.eu/api/v5_3/PVcalc?lat=30.0444&lon=31.2357&peakpower=1&loss=14&angle=20&aspect=45&outputformat=json&raddatabase=PVGIS-SARAH3&pvtechchoice=crystSi&mountingplace=free&usehorizon=1
20 | 225 | 10 | 138.91 | 4.48 | https://re.jrc.ec.europa.eu/api/v5_3/PVcalc?lat=30.0444&lon=31.2357&peakpower=1&loss=14&angle=20&aspect=45&outputformat=json&raddatabase=PVGIS-SARAH3&pvtechchoice=crystSi&mountingplace=free&usehorizon=1
20 | 225 | 11 | 115.44 | 3.85 | https://re.jrc.ec.europa.eu/api/v5_3/PVcalc?lat=30.0444&lon=31.2357&peakpower=1&loss=14&angle=20&aspect=45&outputformat=json&raddatabase=PVGIS-SARAH3&pvtechchoice=crystSi&mountingplace=free&usehorizon=1
20 | 225 | 12 | 106.68 | 3.44 | https://re.jrc.ec.europa.eu/api/v5_3/PVcalc?lat=30.0444&lon=31.2357&peakpower=1&loss=14&angle=20&aspect=45&outputformat=json&raddatabase=PVGIS-SARAH3&pvtechchoice=crystSi&mountingplace=free&usehorizon=1
20 | 240 | 1 | 101.92 | 3.29 | https://re.jrc.ec.europa.eu/api/v5_3/PVcalc?lat=30.0444&lon=31.2357&peakpower=1&loss=14&angle=20&aspect=60&outputformat=json&raddatabase=PVGIS-SARAH3&pvtechchoice=crystSi&mountingplace=free&usehorizon=1
20 | 240 | 2 | 108.03 | 3.86 | https://re.jrc.ec.europa.eu/api/v5_3/PVcalc?lat=30.0444&lon=31.2357&peakpower=1&loss=14&angle=20&aspect=60&outputformat=json&raddatabase=PVGIS-SARAH3&pvtechchoice=crystSi&mountingplace=free&usehorizon=1
20 | 240 | 3 | 147.56 | 4.76 | https://re.jrc.ec.europa.eu/api/v5_3/PVcalc?lat=30.0444&lon=31.2357&peakpower=1&loss=14&angle=20&aspect=60&outputformat=json&raddatabase=PVGIS-SARAH3&pvtechchoice=crystSi&mountingplace=free&usehorizon=1
20 | 240 | 4 | 159.28 | 5.31 | https://re.jrc.ec.europa.eu/api/v5_3/PVcalc?lat=30.0444&lon=31.2357&peakpower=1&loss=14&angle=20&aspect=60&outputformat=json&raddatabase=PVGIS-SARAH3&pvtechchoice=crystSi&mountingplace=free&usehorizon=1
20 | 240 | 5 | 171.81 | 5.54 | https://re.jrc.ec.europa.eu/api/v5_3/PVcalc?lat=30.0444&lon=31.2357&peakpower=1&loss=14&angle=20&aspect=60&outputformat=json&raddatabase=PVGIS-SARAH3&pvtechchoice=crystSi&mountingplace=free&usehorizon=1
20 | 240 | 6 | 174.98 | 5.83 | https://re.jrc.ec.europa.eu/api/v5_3/PVcalc?lat=30.0444&lon=31.2357&peakpower=1&loss=14&angle=20&aspect=60&outputformat=json&raddatabase=PVGIS-SARAH3&pvtechchoice=crystSi&mountingplace=free&usehorizon=1
20 | 240 | 7 | 179.71 | 5.8 | https://re.jrc.ec.europa.eu/api/v5_3/PVcalc?lat=30.0444&lon=31.2357&peakpower=1&loss=14&angle=20&aspect=60&outputformat=json&raddatabase=PVGIS-SARAH3&pvtechchoice=crystSi&mountingplace=free&usehorizon=1
20 | 240 | 8 | 171.43 | 5.53 | https://re.jrc.ec.europa.eu/api/v5_3/PVcalc?lat=30.0444&lon=31.2357&peakpower=1&loss=14&angle=20&aspect=60&outputformat=json&raddatabase=PVGIS-SARAH3&pvtechchoice=crystSi&mountingplace=free&usehorizon=1
20 | 240 | 9 | 152.52 | 5.08 | https://re.jrc.ec.europa.eu/api/v5_3/PVcalc?lat=30.0444&lon=31.2357&peakpower=1&loss=14&angle=20&aspect=60&outputformat=json&raddatabase=PVGIS-SARAH3&pvtechchoice=crystSi&mountingplace=free&usehorizon=1
20 | 240 | 10 | 132.92 | 4.29 | https://re.jrc.ec.europa.eu/api/v5_3/PVcalc?lat=30.0444&lon=31.2357&peakpower=1&loss=14&angle=20&aspect=60&outputformat=json&raddatabase=PVGIS-SARAH3&pvtechchoice=crystSi&mountingplace=free&usehorizon=1
20 | 240 | 11 | 108.52 | 3.62 | https://re.jrc.ec.europa.eu/api/v5_3/PVcalc?lat=30.0444&lon=31.2357&peakpower=1&loss=14&angle=20&aspect=60&outputformat=json&raddatabase=PVGIS-SARAH3&pvtechchoice=crystSi&mountingplace=free&usehorizon=1
20 | 240 | 12 | 98.94 | 3.19 | https://re.jrc.ec.europa.eu/api/v5_3/PVcalc?lat=30.0444&lon=31.2357&peakpower=1&loss=14&angle=20&aspect=60&outputformat=json&raddatabase=PVGIS-SARAH3&pvtechchoice=crystSi&mountingplace=free&usehorizon=1
20 | 255 | 1 | 93.53 | 3.02 | https://re.jrc.ec.europa.eu/api/v5_3/PVcalc?lat=30.0444&lon=31.2357&peakpower=1&loss=14&angle=20&aspect=75&outputformat=json&raddatabase=PVGIS-SARAH3&pvtechchoice=crystSi&mountingplace=free&usehorizon=1
20 | 255 | 2 | 101.52 | 3.63 | https://re.jrc.ec.europa.eu/api/v5_3/PVcalc?lat=30.0444&lon=31.2357&peakpower=1&loss=14&angle=20&aspect=75&outputformat=json&raddatabase=PVGIS-SARAH3&pvtechchoice=crystSi&mountingplace=free&usehorizon=1
20 | 255 | 3 | 142.23 | 4.59 | https://re.jrc.ec.europa.eu/api/v5_3/PVcalc?lat=30.0444&lon=31.2357&peakpower=1&loss=14&angle=20&aspect=75&outputformat=json&raddatabase=PVGIS-SARAH3&pvtechchoice=crystSi&mountingplace=free&usehorizon=1
20 | 255 | 4 | 156.63 | 5.22 | https://re.jrc.ec.europa.eu/api/v5_3/PVcalc?lat=30.0444&lon=31.2357&peakpower=1&loss=14&angle=20&aspect=75&outputformat=json&raddatabase=PVGIS-SARAH3&pvtechchoice=crystSi&mountingplace=free&usehorizon=1
20 | 255 | 5 | 171.33 | 5.53 | https://re.jrc.ec.europa.eu/api/v5_3/PVcalc?lat=30.0444&lon=31.2357&peakpower=1&loss=14&angle=20&aspect=75&outputformat=json&raddatabase=PVGIS-SARAH3&pvtechchoice=crystSi&mountingplace=free&usehorizon=1
20 | 255 | 6 | 176.01 | 5.87 | https://re.jrc.ec.europa.eu/api/v5_3/PVcalc?lat=30.0444&lon=31.2357&peakpower=1&loss=14&angle=20&aspect=75&outputformat=json&raddatabase=PVGIS-SARAH3&pvtechchoice=crystSi&mountingplace=free&usehorizon=1
20 | 255 | 7 | 180.27 | 5.82 | https://re.jrc.ec.europa.eu/api/v5_3/PVcalc?lat=30.0444&lon=31.2357&peakpower=1&loss=14&angle=20&aspect=75&outputformat=json&raddatabase=PVGIS-SARAH3&pvtechchoice=crystSi&mountingplace=free&usehorizon=1
20 | 255 | 8 | 169.7 | 5.47 | https://re.jrc.ec.europa.eu/api/v5_3/PVcalc?lat=30.0444&lon=31.2357&peakpower=1&loss=14&angle=20&aspect=75&outputformat=json&raddatabase=PVGIS-SARAH3&pvtechchoice=crystSi&mountingplace=free&usehorizon=1
20 | 255 | 9 | 148.33 | 4.94 | https://re.jrc.ec.europa.eu/api/v5_3/PVcalc?lat=30.0444&lon=31.2357&peakpower=1&loss=14&angle=20&aspect=75&outputformat=json&raddatabase=PVGIS-SARAH3&pvtechchoice=crystSi&mountingplace=free&usehorizon=1
20 | 255 | 10 | 126.4 | 4.08 | https://re.jrc.ec.europa.eu/api/v5_3/PVcalc?lat=30.0444&lon=31.2357&peakpower=1&loss=14&angle=20&aspect=75&outputformat=json&raddatabase=PVGIS-SARAH3&pvtechchoice=crystSi&mountingplace=free&usehorizon=1
20 | 255 | 11 | 100.24 | 3.34 | https://re.jrc.ec.europa.eu/api/v5_3/PVcalc?lat=30.0444&lon=31.2357&peakpower=1&loss=14&angle=20&aspect=75&outputformat=json&raddatabase=PVGIS-SARAH3&pvtechchoice=crystSi&mountingplace=free&usehorizon=1
20 | 255 | 12 | 90.02 | 2.9 | https://re.jrc.ec.europa.eu/api/v5_3/PVcalc?lat=30.0444&lon=31.2357&peakpower=1&loss=14&angle=20&aspect=75&outputformat=json&raddatabase=PVGIS-SARAH3&pvtechchoice=crystSi&mountingplace=free&usehorizon=1
20 | 270 | 1 | 85.2 | 2.75 | https://re.jrc.ec.europa.eu/api/v5_3/PVcalc?lat=30.0444&lon=31.2357&peakpower=1&loss=14&angle=20&aspect=90&outputformat=json&raddatabase=PVGIS-SARAH3&pvtechchoice=crystSi&mountingplace=free&usehorizon=1
20 | 270 | 2 | 94.85 | 3.39 | https://re.jrc.ec.europa.eu/api/v5_3/PVcalc?lat=30.0444&lon=31.2357&peakpower=1&loss=14&angle=20&aspect=90&outputformat=json&raddatabase=PVGIS-SARAH3&pvtechchoice=crystSi&mountingplace=free&usehorizon=1
20 | 270 | 3 | 136.18 | 4.39 | https://re.jrc.ec.europa.eu/api/v5_3/PVcalc?lat=30.0444&lon=31.2357&peakpower=1&loss=14&angle=20&aspect=90&outputformat=json&raddatabase=PVGIS-SARAH3&pvtechchoice=crystSi&mountingplace=free&usehorizon=1
20 | 270 | 4 | 153.5 | 5.12 | https://re.jrc.ec.europa.eu/api/v5_3/PVcalc?lat=30.0444&lon=31.2357&peakpower=1&loss=14&angle=20&aspect=90&outputformat=json&raddatabase=PVGIS-SARAH3&pvtechchoice=crystSi&mountingplace=free&usehorizon=1
20 | 270 | 5 | 170.59 | 5.5 | https://re.jrc.ec.europa.eu/api/v5_3/PVcalc?lat=30.0444&lon=31.2357&peakpower=1&loss=14&angle=20&aspect=90&outputformat=json&raddatabase=PVGIS-SARAH3&pvtechchoice=crystSi&mountingplace=free&usehorizon=1
20 | 270 | 6 | 176.76 | 5.89 | https://re.jrc.ec.europa.eu/api/v5_3/PVcalc?lat=30.0444&lon=31.2357&peakpower=1&loss=14&angle=20&aspect=90&outputformat=json&raddatabase=PVGIS-SARAH3&pvtechchoice=crystSi&mountingplace=free&usehorizon=1
20 | 270 | 7 | 180.44 | 5.82 | https://re.jrc.ec.europa.eu/api/v5_3/PVcalc?lat=30.0444&lon=31.2357&peakpower=1&loss=14&angle=20&aspect=90&outputformat=json&raddatabase=PVGIS-SARAH3&pvtechchoice=crystSi&mountingplace=free&usehorizon=1
20 | 270 | 8 | 167.44 | 5.4 | https://re.jrc.ec.europa.eu/api/v5_3/PVcalc?lat=30.0444&lon=31.2357&peakpower=1&loss=14&angle=20&aspect=90&outputformat=json&raddatabase=PVGIS-SARAH3&pvtechchoice=crystSi&mountingplace=free&usehorizon=1
20 | 270 | 9 | 143.5 | 4.78 | https://re.jrc.ec.europa.eu/api/v5_3/PVcalc?lat=30.0444&lon=31.2357&peakpower=1&loss=14&angle=20&aspect=90&outputformat=json&raddatabase=PVGIS-SARAH3&pvtechchoice=crystSi&mountingplace=free&usehorizon=1
20 | 270 | 10 | 118.74 | 3.83 | https://re.jrc.ec.europa.eu/api/v5_3/PVcalc?lat=30.0444&lon=31.2357&peakpower=1&loss=14&angle=20&aspect=90&outputformat=json&raddatabase=PVGIS-SARAH3&pvtechchoice=crystSi&mountingplace=free&usehorizon=1
20 | 270 | 11 | 91.26 | 3.04 | https://re.jrc.ec.europa.eu/api/v5_3/PVcalc?lat=30.0444&lon=31.2357&peakpower=1&loss=14&angle=20&aspect=90&outputformat=json&raddatabase=PVGIS-SARAH3&pvtechchoice=crystSi&mountingplace=free&usehorizon=1
20 | 270 | 12 | 81.02 | 2.61 | https://re.jrc.ec.europa.eu/api/v5_3/PVcalc?lat=30.0444&lon=31.2357&peakpower=1&loss=14&angle=20&aspect=90&outputformat=json&raddatabase=PVGIS-SARAH3&pvtechchoice=crystSi&mountingplace=free&usehorizon=1
20 | 285 | 1 | 76.17 | 2.46 | https://re.jrc.ec.europa.eu/api/v5_3/PVcalc?lat=30.0444&lon=31.2357&peakpower=1&loss=14&angle=20&aspect=105&outputformat=json&raddatabase=PVGIS-SARAH3&pvtechchoice=crystSi&mountingplace=free&usehorizon=1
20 | 285 | 2 | 87.97 | 3.14 | https://re.jrc.ec.europa.eu/api/v5_3/PVcalc?lat=30.0444&lon=31.2357&peakpower=1&loss=14&angle=20&aspect=105&outputformat=json&raddatabase=PVGIS-SARAH3&pvtechchoice=crystSi&mountingplace=free&usehorizon=1
20 | 285 | 3 | 129.84 | 4.19 | https://re.jrc.ec.europa.eu/api/v5_3/PVcalc?lat=30.0444&lon=31.2357&peakpower=1&loss=14&angle=20&aspect=105&outputformat=json&raddatabase=PVGIS-SARAH3&pvtechchoice=crystSi&mountingplace=free&usehorizon=1
20 | 285 | 4 | 150.02 | 5 | https://re.jrc.ec.europa.eu/api/v5_3/PVcalc?lat=30.0444&lon=31.2357&peakpower=1&loss=14&angle=20&aspect=105&outputformat=json&raddatabase=PVGIS-SARAH3&pvtechchoice=crystSi&mountingplace=free&usehorizon=1
20 | 285 | 5 | 169.67 | 5.47 | https://re.jrc.ec.europa.eu/api/v5_3/PVcalc?lat=30.0444&lon=31.2357&peakpower=1&loss=14&angle=20&aspect=105&outputformat=json&raddatabase=PVGIS-SARAH3&pvtechchoice=crystSi&mountingplace=free&usehorizon=1
20 | 285 | 6 | 177.22 | 5.91 | https://re.jrc.ec.europa.eu/api/v5_3/PVcalc?lat=30.0444&lon=31.2357&peakpower=1&loss=14&angle=20&aspect=105&outputformat=json&raddatabase=PVGIS-SARAH3&pvtechchoice=crystSi&mountingplace=free&usehorizon=1
20 | 285 | 7 | 180.24 | 5.81 | https://re.jrc.ec.europa.eu/api/v5_3/PVcalc?lat=30.0444&lon=31.2357&peakpower=1&loss=14&angle=20&aspect=105&outputformat=json&raddatabase=PVGIS-SARAH3&pvtechchoice=crystSi&mountingplace=free&usehorizon=1
20 | 285 | 8 | 164.8 | 5.32 | https://re.jrc.ec.europa.eu/api/v5_3/PVcalc?lat=30.0444&lon=31.2357&peakpower=1&loss=14&angle=20&aspect=105&outputformat=json&raddatabase=PVGIS-SARAH3&pvtechchoice=crystSi&mountingplace=free&usehorizon=1
20 | 285 | 9 | 137.94 | 4.6 | https://re.jrc.ec.europa.eu/api/v5_3/PVcalc?lat=30.0444&lon=31.2357&peakpower=1&loss=14&angle=20&aspect=105&outputformat=json&raddatabase=PVGIS-SARAH3&pvtechchoice=crystSi&mountingplace=free&usehorizon=1
20 | 285 | 10 | 110.74 | 3.57 | https://re.jrc.ec.europa.eu/api/v5_3/PVcalc?lat=30.0444&lon=31.2357&peakpower=1&loss=14&angle=20&aspect=105&outputformat=json&raddatabase=PVGIS-SARAH3&pvtechchoice=crystSi&mountingplace=free&usehorizon=1
20 | 285 | 11 | 82.32 | 2.74 | https://re.jrc.ec.europa.eu/api/v5_3/PVcalc?lat=30.0444&lon=31.2357&peakpower=1&loss=14&angle=20&aspect=105&outputformat=json&raddatabase=PVGIS-SARAH3&pvtechchoice=crystSi&mountingplace=free&usehorizon=1
20 | 285 | 12 | 71.58 | 2.31 | https://re.jrc.ec.europa.eu/api/v5_3/PVcalc?lat=30.0444&lon=31.2357&peakpower=1&loss=14&angle=20&aspect=105&outputformat=json&raddatabase=PVGIS-SARAH3&pvtechchoice=crystSi&mountingplace=free&usehorizon=1
20 | 300 | 1 | 67.41 | 2.17 | https://re.jrc.ec.europa.eu/api/v5_3/PVcalc?lat=30.0444&lon=31.2357&peakpower=1&loss=14&angle=20&aspect=120&outputformat=json&raddatabase=PVGIS-SARAH3&pvtechchoice=crystSi&mountingplace=free&usehorizon=1
20 | 300 | 2 | 81.1 | 2.9 | https://re.jrc.ec.europa.eu/api/v5_3/PVcalc?lat=30.0444&lon=31.2357&peakpower=1&loss=14&angle=20&aspect=120&outputformat=json&raddatabase=PVGIS-SARAH3&pvtechchoice=crystSi&mountingplace=free&usehorizon=1
20 | 300 | 3 | 123.56 | 3.99 | https://re.jrc.ec.europa.eu/api/v5_3/PVcalc?lat=30.0444&lon=31.2357&peakpower=1&loss=14&angle=20&aspect=120&outputformat=json&raddatabase=PVGIS-SARAH3&pvtechchoice=crystSi&mountingplace=free&usehorizon=1
20 | 300 | 4 | 146.49 | 4.88 | https://re.jrc.ec.europa.eu/api/v5_3/PVcalc?lat=30.0444&lon=31.2357&peakpower=1&loss=14&angle=20&aspect=120&outputformat=json&raddatabase=PVGIS-SARAH3&pvtechchoice=crystSi&mountingplace=free&usehorizon=1
20 | 300 | 5 | 168.61 | 5.44 | https://re.jrc.ec.europa.eu/api/v5_3/PVcalc?lat=30.0444&lon=31.2357&peakpower=1&loss=14&angle=20&aspect=120&outputformat=json&raddatabase=PVGIS-SARAH3&pvtechchoice=crystSi&mountingplace=free&usehorizon=1
20 | 300 | 6 | 177.13 | 5.9 | https://re.jrc.ec.europa.eu/api/v5_3/PVcalc?lat=30.0444&lon=31.2357&peakpower=1&loss=14&angle=20&aspect=120&outputformat=json&raddatabase=PVGIS-SARAH3&pvtechchoice=crystSi&mountingplace=free&usehorizon=1
20 | 300 | 7 | 179.74 | 5.8 | https://re.jrc.ec.europa.eu/api/v5_3/PVcalc?lat=30.0444&lon=31.2357&peakpower=1&loss=14&angle=20&aspect=120&outputformat=json&raddatabase=PVGIS-SARAH3&pvtechchoice=crystSi&mountingplace=free&usehorizon=1
20 | 300 | 8 | 162.03 | 5.23 | https://re.jrc.ec.europa.eu/api/v5_3/PVcalc?lat=30.0444&lon=31.2357&peakpower=1&loss=14&angle=20&aspect=120&outputformat=json&raddatabase=PVGIS-SARAH3&pvtechchoice=crystSi&mountingplace=free&usehorizon=1
20 | 300 | 9 | 132.2 | 4.41 | https://re.jrc.ec.europa.eu/api/v5_3/PVcalc?lat=30.0444&lon=31.2357&peakpower=1&loss=14&angle=20&aspect=120&outputformat=json&raddatabase=PVGIS-SARAH3&pvtechchoice=crystSi&mountingplace=free&usehorizon=1
20 | 300 | 10 | 102.88 | 3.32 | https://re.jrc.ec.europa.eu/api/v5_3/PVcalc?lat=30.0444&lon=31.2357&peakpower=1&loss=14&angle=20&aspect=120&outputformat=json&raddatabase=PVGIS-SARAH3&pvtechchoice=crystSi&mountingplace=free&usehorizon=1
20 | 300 | 11 | 73.57 | 2.45 | https://re.jrc.ec.europa.eu/api/v5_3/PVcalc?lat=30.0444&lon=31.2357&peakpower=1&loss=14&angle=20&aspect=120&outputformat=json&raddatabase=PVGIS-SARAH3&pvtechchoice=crystSi&mountingplace=free&usehorizon=1
20 | 300 | 12 | 62.27 | 2.01 | https://re.jrc.ec.europa.eu/api/v5_3/PVcalc?lat=30.0444&lon=31.2357&peakpower=1&loss=14&angle=20&aspect=120&outputformat=json&raddatabase=PVGIS-SARAH3&pvtechchoice=crystSi&mountingplace=free&usehorizon=1
20 | 315 | 1 | 59.44 | 1.92 | https://re.jrc.ec.europa.eu/api/v5_3/PVcalc?lat=30.0444&lon=31.2357&peakpower=1&loss=14&angle=20&aspect=135&outputformat=json&raddatabase=PVGIS-SARAH3&pvtechchoice=crystSi&mountingplace=free&usehorizon=1
20 | 315 | 2 | 74.71 | 2.67 | https://re.jrc.ec.europa.eu/api/v5_3/PVcalc?lat=30.0444&lon=31.2357&peakpower=1&loss=14&angle=20&aspect=135&outputformat=json&raddatabase=PVGIS-SARAH3&pvtechchoice=crystSi&mountingplace=free&usehorizon=1
20 | 315 | 3 | 117.67 | 3.8 | https://re.jrc.ec.europa.eu/api/v5_3/PVcalc?lat=30.0444&lon=31.2357&peakpower=1&loss=14&angle=20&aspect=135&outputformat=json&raddatabase=PVGIS-SARAH3&pvtechchoice=crystSi&mountingplace=free&usehorizon=1
20 | 315 | 4 | 143.36 | 4.78 | https://re.jrc.ec.europa.eu/api/v5_3/PVcalc?lat=30.0444&lon=31.2357&peakpower=1&loss=14&angle=20&aspect=135&outputformat=json&raddatabase=PVGIS-SARAH3&pvtechchoice=crystSi&mountingplace=free&usehorizon=1
20 | 315 | 5 | 167.55 | 5.4 | https://re.jrc.ec.europa.eu/api/v5_3/PVcalc?lat=30.0444&lon=31.2357&peakpower=1&loss=14&angle=20&aspect=135&outputformat=json&raddatabase=PVGIS-SARAH3&pvtechchoice=crystSi&mountingplace=free&usehorizon=1
20 | 315 | 6 | 177.29 | 5.91 | https://re.jrc.ec.europa.eu/api/v5_3/PVcalc?lat=30.0444&lon=31.2357&peakpower=1&loss=14&angle=20&aspect=135&outputformat=json&raddatabase=PVGIS-SARAH3&pvtechchoice=crystSi&mountingplace=free&usehorizon=1
20 | 315 | 7 | 178.94 | 5.77 | https://re.jrc.ec.europa.eu/api/v5_3/PVcalc?lat=30.0444&lon=31.2357&peakpower=1&loss=14&angle=20&aspect=135&outputformat=json&raddatabase=PVGIS-SARAH3&pvtechchoice=crystSi&mountingplace=free&usehorizon=1
20 | 315 | 8 | 159.36 | 5.14 | https://re.jrc.ec.europa.eu/api/v5_3/PVcalc?lat=30.0444&lon=31.2357&peakpower=1&loss=14&angle=20&aspect=135&outputformat=json&raddatabase=PVGIS-SARAH3&pvtechchoice=crystSi&mountingplace=free&usehorizon=1
20 | 315 | 9 | 126.77 | 4.23 | https://re.jrc.ec.europa.eu/api/v5_3/PVcalc?lat=30.0444&lon=31.2357&peakpower=1&loss=14&angle=20&aspect=135&outputformat=json&raddatabase=PVGIS-SARAH3&pvtechchoice=crystSi&mountingplace=free&usehorizon=1
20 | 315 | 10 | 95.63 | 3.08 | https://re.jrc.ec.europa.eu/api/v5_3/PVcalc?lat=30.0444&lon=31.2357&peakpower=1&loss=14&angle=20&aspect=135&outputformat=json&raddatabase=PVGIS-SARAH3&pvtechchoice=crystSi&mountingplace=free&usehorizon=1
20 | 315 | 11 | 65.3 | 2.18 | https://re.jrc.ec.europa.eu/api/v5_3/PVcalc?lat=30.0444&lon=31.2357&peakpower=1&loss=14&angle=20&aspect=135&outputformat=json&raddatabase=PVGIS-SARAH3&pvtechchoice=crystSi&mountingplace=free&usehorizon=1
20 | 315 | 12 | 53.79 | 1.74 | https://re.jrc.ec.europa.eu/api/v5_3/PVcalc?lat=30.0444&lon=31.2357&peakpower=1&loss=14&angle=20&aspect=135&outputformat=json&raddatabase=PVGIS-SARAH3&pvtechchoice=crystSi&mountingplace=free&usehorizon=1
20 | 330 | 1 | 52.85 | 1.7 | https://re.jrc.ec.europa.eu/api/v5_3/PVcalc?lat=30.0444&lon=31.2357&peakpower=1&loss=14&angle=20&aspect=150&outputformat=json&raddatabase=PVGIS-SARAH3&pvtechchoice=crystSi&mountingplace=free&usehorizon=1
20 | 330 | 2 | 69.34 | 2.48 | https://re.jrc.ec.europa.eu/api/v5_3/PVcalc?lat=30.0444&lon=31.2357&peakpower=1&loss=14&angle=20&aspect=150&outputformat=json&raddatabase=PVGIS-SARAH3&pvtechchoice=crystSi&mountingplace=free&usehorizon=1
20 | 330 | 3 | 112.75 | 3.64 | https://re.jrc.ec.europa.eu/api/v5_3/PVcalc?lat=30.0444&lon=31.2357&peakpower=1&loss=14&angle=20&aspect=150&outputformat=json&raddatabase=PVGIS-SARAH3&pvtechchoice=crystSi&mountingplace=free&usehorizon=1
20 | 330 | 4 | 140.83 | 4.69 | https://re.jrc.ec.europa.eu/api/v5_3/PVcalc?lat=30.0444&lon=31.2357&peakpower=1&loss=14&angle=20&aspect=150&outputformat=json&raddatabase=PVGIS-SARAH3&pvtechchoice=crystSi&mountingplace=free&usehorizon=1
20 | 330 | 5 | 166.92 | 5.38 | https://re.jrc.ec.europa.eu/api/v5_3/PVcalc?lat=30.0444&lon=31.2357&peakpower=1&loss=14&angle=20&aspect=150&outputformat=json&raddatabase=PVGIS-SARAH3&pvtechchoice=crystSi&mountingplace=free&usehorizon=1
20 | 330 | 6 | 177.29 | 5.91 | https://re.jrc.ec.europa.eu/api/v5_3/PVcalc?lat=30.0444&lon=31.2357&peakpower=1&loss=14&angle=20&aspect=150&outputformat=json&raddatabase=PVGIS-SARAH3&pvtechchoice=crystSi&mountingplace=free&usehorizon=1
20 | 330 | 7 | 178.18 | 5.75 | https://re.jrc.ec.europa.eu/api/v5_3/PVcalc?lat=30.0444&lon=31.2357&peakpower=1&loss=14&angle=20&aspect=150&outputformat=json&raddatabase=PVGIS-SARAH3&pvtechchoice=crystSi&mountingplace=free&usehorizon=1
20 | 330 | 8 | 156.94 | 5.06 | https://re.jrc.ec.europa.eu/api/v5_3/PVcalc?lat=30.0444&lon=31.2357&peakpower=1&loss=14&angle=20&aspect=150&outputformat=json&raddatabase=PVGIS-SARAH3&pvtechchoice=crystSi&mountingplace=free&usehorizon=1
20 | 330 | 9 | 122.44 | 4.08 | https://re.jrc.ec.europa.eu/api/v5_3/PVcalc?lat=30.0444&lon=31.2357&peakpower=1&loss=14&angle=20&aspect=150&outputformat=json&raddatabase=PVGIS-SARAH3&pvtechchoice=crystSi&mountingplace=free&usehorizon=1
20 | 330 | 10 | 89.37 | 2.88 | https://re.jrc.ec.europa.eu/api/v5_3/PVcalc?lat=30.0444&lon=31.2357&peakpower=1&loss=14&angle=20&aspect=150&outputformat=json&raddatabase=PVGIS-SARAH3&pvtechchoice=crystSi&mountingplace=free&usehorizon=1
20 | 330 | 11 | 58.22 | 1.94 | https://re.jrc.ec.europa.eu/api/v5_3/PVcalc?lat=30.0444&lon=31.2357&peakpower=1&loss=14&angle=20&aspect=150&outputformat=json&raddatabase=PVGIS-SARAH3&pvtechchoice=crystSi&mountingplace=free&usehorizon=1
20 | 330 | 12 | 46.78 | 1.51 | https://re.jrc.ec.europa.eu/api/v5_3/PVcalc?lat=30.0444&lon=31.2357&peakpower=1&loss=14&angle=20&aspect=150&outputformat=json&raddatabase=PVGIS-SARAH3&pvtechchoice=crystSi&mountingplace=free&usehorizon=1
20 | 345 | 1 | 48.31 | 1.56 | https://re.jrc.ec.europa.eu/api/v5_3/PVcalc?lat=30.0444&lon=31.2357&peakpower=1&loss=14&angle=20&aspect=165&outputformat=json&raddatabase=PVGIS-SARAH3&pvtechchoice=crystSi&mountingplace=free&usehorizon=1
20 | 345 | 2 | 65.75 | 2.35 | https://re.jrc.ec.europa.eu/api/v5_3/PVcalc?lat=30.0444&lon=31.2357&peakpower=1&loss=14&angle=20&aspect=165&outputformat=json&raddatabase=PVGIS-SARAH3&pvtechchoice=crystSi&mountingplace=free&usehorizon=1
20 | 345 | 3 | 109.34 | 3.53 | https://re.jrc.ec.europa.eu/api/v5_3/PVcalc?lat=30.0444&lon=31.2357&peakpower=1&loss=14&angle=20&aspect=165&outputformat=json&raddatabase=PVGIS-SARAH3&pvtechchoice=crystSi&mountingplace=free&usehorizon=1
20 | 345 | 4 | 139.11 | 4.64 | https://re.jrc.ec.europa.eu/api/v5_3/PVcalc?lat=30.0444&lon=31.2357&peakpower=1&loss=14&angle=20&aspect=165&outputformat=json&raddatabase=PVGIS-SARAH3&pvtechchoice=crystSi&mountingplace=free&usehorizon=1
20 | 345 | 5 | 166.41 | 5.37 | https://re.jrc.ec.europa.eu/api/v5_3/PVcalc?lat=30.0444&lon=31.2357&peakpower=1&loss=14&angle=20&aspect=165&outputformat=json&raddatabase=PVGIS-SARAH3&pvtechchoice=crystSi&mountingplace=free&usehorizon=1
20 | 345 | 6 | 176.93 | 5.9 | https://re.jrc.ec.europa.eu/api/v5_3/PVcalc?lat=30.0444&lon=31.2357&peakpower=1&loss=14&angle=20&aspect=165&outputformat=json&raddatabase=PVGIS-SARAH3&pvtechchoice=crystSi&mountingplace=free&usehorizon=1
20 | 345 | 7 | 177.17 | 5.72 | https://re.jrc.ec.europa.eu/api/v5_3/PVcalc?lat=30.0444&lon=31.2357&peakpower=1&loss=14&angle=20&aspect=165&outputformat=json&raddatabase=PVGIS-SARAH3&pvtechchoice=crystSi&mountingplace=free&usehorizon=1
20 | 345 | 8 | 155.05 | 5 | https://re.jrc.ec.europa.eu/api/v5_3/PVcalc?lat=30.0444&lon=31.2357&peakpower=1&loss=14&angle=20&aspect=165&outputformat=json&raddatabase=PVGIS-SARAH3&pvtechchoice=crystSi&mountingplace=free&usehorizon=1
20 | 345 | 9 | 119.34 | 3.98 | https://re.jrc.ec.europa.eu/api/v5_3/PVcalc?lat=30.0444&lon=31.2357&peakpower=1&loss=14&angle=20&aspect=165&outputformat=json&raddatabase=PVGIS-SARAH3&pvtechchoice=crystSi&mountingplace=free&usehorizon=1
20 | 345 | 10 | 85.02 | 2.74 | https://re.jrc.ec.europa.eu/api/v5_3/PVcalc?lat=30.0444&lon=31.2357&peakpower=1&loss=14&angle=20&aspect=165&outputformat=json&raddatabase=PVGIS-SARAH3&pvtechchoice=crystSi&mountingplace=free&usehorizon=1
20 | 345 | 11 | 53.27 | 1.78 | https://re.jrc.ec.europa.eu/api/v5_3/PVcalc?lat=30.0444&lon=31.2357&peakpower=1&loss=14&angle=20&aspect=165&outputformat=json&raddatabase=PVGIS-SARAH3&pvtechchoice=crystSi&mountingplace=free&usehorizon=1
20 | 345 | 12 | 42.01 | 1.36 | https://re.jrc.ec.europa.eu/api/v5_3/PVcalc?lat=30.0444&lon=31.2357&peakpower=1&loss=14&angle=20&aspect=165&outputformat=json&raddatabase=PVGIS-SARAH3&pvtechchoice=crystSi&mountingplace=free&usehorizon=1
20 | 360 | 1 | 46.65 | 1.5 | https://re.jrc.ec.europa.eu/api/v5_3/PVcalc?lat=30.0444&lon=31.2357&peakpower=1&loss=14&angle=20&aspect=180&outputformat=json&raddatabase=PVGIS-SARAH3&pvtechchoice=crystSi&mountingplace=free&usehorizon=1
20 | 360 | 2 | 64.81 | 2.31 | https://re.jrc.ec.europa.eu/api/v5_3/PVcalc?lat=30.0444&lon=31.2357&peakpower=1&loss=14&angle=20&aspect=180&outputformat=json&raddatabase=PVGIS-SARAH3&pvtechchoice=crystSi&mountingplace=free&usehorizon=1
20 | 360 | 3 | 107.92 | 3.48 | https://re.jrc.ec.europa.eu/api/v5_3/PVcalc?lat=30.0444&lon=31.2357&peakpower=1&loss=14&angle=20&aspect=180&outputformat=json&raddatabase=PVGIS-SARAH3&pvtechchoice=crystSi&mountingplace=free&usehorizon=1
20 | 360 | 4 | 138.11 | 4.6 | https://re.jrc.ec.europa.eu/api/v5_3/PVcalc?lat=30.0444&lon=31.2357&peakpower=1&loss=14&angle=20&aspect=180&outputformat=json&raddatabase=PVGIS-SARAH3&pvtechchoice=crystSi&mountingplace=free&usehorizon=1
20 | 360 | 5 | 165.84 | 5.35 | https://re.jrc.ec.europa.eu/api/v5_3/PVcalc?lat=30.0444&lon=31.2357&peakpower=1&loss=14&angle=20&aspect=180&outputformat=json&raddatabase=PVGIS-SARAH3&pvtechchoice=crystSi&mountingplace=free&usehorizon=1
20 | 360 | 6 | 175.98 | 5.87 | https://re.jrc.ec.europa.eu/api/v5_3/PVcalc?lat=30.0444&lon=31.2357&peakpower=1&loss=14&angle=20&aspect=180&outputformat=json&raddatabase=PVGIS-SARAH3&pvtechchoice=crystSi&mountingplace=free&usehorizon=1
20 | 360 | 7 | 175.69 | 5.67 | https://re.jrc.ec.europa.eu/api/v5_3/PVcalc?lat=30.0444&lon=31.2357&peakpower=1&loss=14&angle=20&aspect=180&outputformat=json&raddatabase=PVGIS-SARAH3&pvtechchoice=crystSi&mountingplace=free&usehorizon=1
20 | 360 | 8 | 153.51 | 4.95 | https://re.jrc.ec.europa.eu/api/v5_3/PVcalc?lat=30.0444&lon=31.2357&peakpower=1&loss=14&angle=20&aspect=180&outputformat=json&raddatabase=PVGIS-SARAH3&pvtechchoice=crystSi&mountingplace=free&usehorizon=1
20 | 360 | 9 | 117.56 | 3.92 | https://re.jrc.ec.europa.eu/api/v5_3/PVcalc?lat=30.0444&lon=31.2357&peakpower=1&loss=14&angle=20&aspect=180&outputformat=json&raddatabase=PVGIS-SARAH3&pvtechchoice=crystSi&mountingplace=free&usehorizon=1
20 | 360 | 10 | 83.44 | 2.69 | https://re.jrc.ec.europa.eu/api/v5_3/PVcalc?lat=30.0444&lon=31.2357&peakpower=1&loss=14&angle=20&aspect=180&outputformat=json&raddatabase=PVGIS-SARAH3&pvtechchoice=crystSi&mountingplace=free&usehorizon=1
20 | 360 | 11 | 51.69 | 1.72 | https://re.jrc.ec.europa.eu/api/v5_3/PVcalc?lat=30.0444&lon=31.2357&peakpower=1&loss=14&angle=20&aspect=180&outputformat=json&raddatabase=PVGIS-SARAH3&pvtechchoice=crystSi&mountingplace=free&usehorizon=1
20 | 360 | 12 | 40.32 | 1.3 | https://re.jrc.ec.europa.eu/api/v5_3/PVcalc?lat=30.0444&lon=31.2357&peakpower=1&loss=14&angle=20&aspect=180&outputformat=json&raddatabase=PVGIS-SARAH3&pvtechchoice=crystSi&mountingplace=free&usehorizon=1
25 | 0 | 1 | 36.46 | 1.18 | https://re.jrc.ec.europa.eu/api/v5_3/PVcalc?lat=30.0444&lon=31.2357&peakpower=1&loss=14&angle=25&aspect=-180&outputformat=json&raddatabase=PVGIS-SARAH3&pvtechchoice=crystSi&mountingplace=free&usehorizon=1
25 | 0 | 2 | 55.01 | 1.96 | https://re.jrc.ec.europa.eu/api/v5_3/PVcalc?lat=30.0444&lon=31.2357&peakpower=1&loss=14&angle=25&aspect=-180&outputformat=json&raddatabase=PVGIS-SARAH3&pvtechchoice=crystSi&mountingplace=free&usehorizon=1
25 | 0 | 3 | 97.83 | 3.16 | https://re.jrc.ec.europa.eu/api/v5_3/PVcalc?lat=30.0444&lon=31.2357&peakpower=1&loss=14&angle=25&aspect=-180&outputformat=json&raddatabase=PVGIS-SARAH3&pvtechchoice=crystSi&mountingplace=free&usehorizon=1
25 | 0 | 4 | 130.84 | 4.36 | https://re.jrc.ec.europa.eu/api/v5_3/PVcalc?lat=30.0444&lon=31.2357&peakpower=1&loss=14&angle=25&aspect=-180&outputformat=json&raddatabase=PVGIS-SARAH3&pvtechchoice=crystSi&mountingplace=free&usehorizon=1
25 | 0 | 5 | 160.78 | 5.19 | https://re.jrc.ec.europa.eu/api/v5_3/PVcalc?lat=30.0444&lon=31.2357&peakpower=1&loss=14&angle=25&aspect=-180&outputformat=json&raddatabase=PVGIS-SARAH3&pvtechchoice=crystSi&mountingplace=free&usehorizon=1
25 | 0 | 6 | 172.07 | 5.74 | https://re.jrc.ec.europa.eu/api/v5_3/PVcalc?lat=30.0444&lon=31.2357&peakpower=1&loss=14&angle=25&aspect=-180&outputformat=json&raddatabase=PVGIS-SARAH3&pvtechchoice=crystSi&mountingplace=free&usehorizon=1
25 | 0 | 7 | 171.05 | 5.52 | https://re.jrc.ec.europa.eu/api/v5_3/PVcalc?lat=30.0444&lon=31.2357&peakpower=1&loss=14&angle=25&aspect=-180&outputformat=json&raddatabase=PVGIS-SARAH3&pvtechchoice=crystSi&mountingplace=free&usehorizon=1
25 | 0 | 8 | 146.69 | 4.73 | https://re.jrc.ec.europa.eu/api/v5_3/PVcalc?lat=30.0444&lon=31.2357&peakpower=1&loss=14&angle=25&aspect=-180&outputformat=json&raddatabase=PVGIS-SARAH3&pvtechchoice=crystSi&mountingplace=free&usehorizon=1
25 | 0 | 9 | 108.18 | 3.61 | https://re.jrc.ec.europa.eu/api/v5_3/PVcalc?lat=30.0444&lon=31.2357&peakpower=1&loss=14&angle=25&aspect=-180&outputformat=json&raddatabase=PVGIS-SARAH3&pvtechchoice=crystSi&mountingplace=free&usehorizon=1
25 | 0 | 10 | 71.86 | 2.32 | https://re.jrc.ec.europa.eu/api/v5_3/PVcalc?lat=30.0444&lon=31.2357&peakpower=1&loss=14&angle=25&aspect=-180&outputformat=json&raddatabase=PVGIS-SARAH3&pvtechchoice=crystSi&mountingplace=free&usehorizon=1
25 | 0 | 11 | 40.53 | 1.35 | https://re.jrc.ec.europa.eu/api/v5_3/PVcalc?lat=30.0444&lon=31.2357&peakpower=1&loss=14&angle=25&aspect=-180&outputformat=json&raddatabase=PVGIS-SARAH3&pvtechchoice=crystSi&mountingplace=free&usehorizon=1
25 | 0 | 12 | 30.26 | 0.98 | https://re.jrc.ec.europa.eu/api/v5_3/PVcalc?lat=30.0444&lon=31.2357&peakpower=1&loss=14&angle=25&aspect=-180&outputformat=json&raddatabase=PVGIS-SARAH3&pvtechchoice=crystSi&mountingplace=free&usehorizon=1
25 | 15 | 1 | 39.16 | 1.26 | https://re.jrc.ec.europa.eu/api/v5_3/PVcalc?lat=30.0444&lon=31.2357&peakpower=1&loss=14&angle=25&aspect=-165&outputformat=json&raddatabase=PVGIS-SARAH3&pvtechchoice=crystSi&mountingplace=free&usehorizon=1
25 | 15 | 2 | 57.54 | 2.06 | https://re.jrc.ec.europa.eu/api/v5_3/PVcalc?lat=30.0444&lon=31.2357&peakpower=1&loss=14&angle=25&aspect=-165&outputformat=json&raddatabase=PVGIS-SARAH3&pvtechchoice=crystSi&mountingplace=free&usehorizon=1
25 | 15 | 3 | 99.05 | 3.2 | https://re.jrc.ec.europa.eu/api/v5_3/PVcalc?lat=30.0444&lon=31.2357&peakpower=1&loss=14&angle=25&aspect=-165&outputformat=json&raddatabase=PVGIS-SARAH3&pvtechchoice=crystSi&mountingplace=free&usehorizon=1
25 | 15 | 4 | 130.63 | 4.35 | https://re.jrc.ec.europa.eu/api/v5_3/PVcalc?lat=30.0444&lon=31.2357&peakpower=1&loss=14&angle=25&aspect=-165&outputformat=json&raddatabase=PVGIS-SARAH3&pvtechchoice=crystSi&mountingplace=free&usehorizon=1
25 | 15 | 5 | 160.07 | 5.16 | https://re.jrc.ec.europa.eu/api/v5_3/PVcalc?lat=30.0444&lon=31.2357&peakpower=1&loss=14&angle=25&aspect=-165&outputformat=json&raddatabase=PVGIS-SARAH3&pvtechchoice=crystSi&mountingplace=free&usehorizon=1
25 | 15 | 6 | 170.44 | 5.68 | https://re.jrc.ec.europa.eu/api/v5_3/PVcalc?lat=30.0444&lon=31.2357&peakpower=1&loss=14&angle=25&aspect=-165&outputformat=json&raddatabase=PVGIS-SARAH3&pvtechchoice=crystSi&mountingplace=free&usehorizon=1
25 | 15 | 7 | 169.06 | 5.45 | https://re.jrc.ec.europa.eu/api/v5_3/PVcalc?lat=30.0444&lon=31.2357&peakpower=1&loss=14&angle=25&aspect=-165&outputformat=json&raddatabase=PVGIS-SARAH3&pvtechchoice=crystSi&mountingplace=free&usehorizon=1
25 | 15 | 8 | 145.58 | 4.7 | https://re.jrc.ec.europa.eu/api/v5_3/PVcalc?lat=30.0444&lon=31.2357&peakpower=1&loss=14&angle=25&aspect=-165&outputformat=json&raddatabase=PVGIS-SARAH3&pvtechchoice=crystSi&mountingplace=free&usehorizon=1
25 | 15 | 9 | 108.28 | 3.61 | https://re.jrc.ec.europa.eu/api/v5_3/PVcalc?lat=30.0444&lon=31.2357&peakpower=1&loss=14&angle=25&aspect=-165&outputformat=json&raddatabase=PVGIS-SARAH3&pvtechchoice=crystSi&mountingplace=free&usehorizon=1
25 | 15 | 10 | 74.07 | 2.39 | https://re.jrc.ec.europa.eu/api/v5_3/PVcalc?lat=30.0444&lon=31.2357&peakpower=1&loss=14&angle=25&aspect=-165&outputformat=json&raddatabase=PVGIS-SARAH3&pvtechchoice=crystSi&mountingplace=free&usehorizon=1
25 | 15 | 11 | 43.34 | 1.44 | https://re.jrc.ec.europa.eu/api/v5_3/PVcalc?lat=30.0444&lon=31.2357&peakpower=1&loss=14&angle=25&aspect=-165&outputformat=json&raddatabase=PVGIS-SARAH3&pvtechchoice=crystSi&mountingplace=free&usehorizon=1
25 | 15 | 12 | 33.01 | 1.06 | https://re.jrc.ec.europa.eu/api/v5_3/PVcalc?lat=30.0444&lon=31.2357&peakpower=1&loss=14&angle=25&aspect=-165&outputformat=json&raddatabase=PVGIS-SARAH3&pvtechchoice=crystSi&mountingplace=free&usehorizon=1
25 | 30 | 1 | 45.96 | 1.48 | https://re.jrc.ec.europa.eu/api/v5_3/PVcalc?lat=30.0444&lon=31.2357&peakpower=1&loss=14&angle=25&aspect=-150&outputformat=json&raddatabase=PVGIS-SARAH3&pvtechchoice=crystSi&mountingplace=free&usehorizon=1
25 | 30 | 2 | 63.36 | 2.26 | https://re.jrc.ec.europa.eu/api/v5_3/PVcalc?lat=30.0444&lon=31.2357&peakpower=1&loss=14&angle=25&aspect=-150&outputformat=json&raddatabase=PVGIS-SARAH3&pvtechchoice=crystSi&mountingplace=free&usehorizon=1
25 | 30 | 3 | 103.11 | 3.33 | https://re.jrc.ec.europa.eu/api/v5_3/PVcalc?lat=30.0444&lon=31.2357&peakpower=1&loss=14&angle=25&aspect=-150&outputformat=json&raddatabase=PVGIS-SARAH3&pvtechchoice=crystSi&mountingplace=free&usehorizon=1
25 | 30 | 4 | 131.64 | 4.39 | https://re.jrc.ec.europa.eu/api/v5_3/PVcalc?lat=30.0444&lon=31.2357&peakpower=1&loss=14&angle=25&aspect=-150&outputformat=json&raddatabase=PVGIS-SARAH3&pvtechchoice=crystSi&mountingplace=free&usehorizon=1
25 | 30 | 5 | 159.48 | 5.14 | https://re.jrc.ec.europa.eu/api/v5_3/PVcalc?lat=30.0444&lon=31.2357&peakpower=1&loss=14&angle=25&aspect=-150&outputformat=json&raddatabase=PVGIS-SARAH3&pvtechchoice=crystSi&mountingplace=free&usehorizon=1
25 | 30 | 6 | 168.4 | 5.61 | https://re.jrc.ec.europa.eu/api/v5_3/PVcalc?lat=30.0444&lon=31.2357&peakpower=1&loss=14&angle=25&aspect=-150&outputformat=json&raddatabase=PVGIS-SARAH3&pvtechchoice=crystSi&mountingplace=free&usehorizon=1
25 | 30 | 7 | 166.96 | 5.39 | https://re.jrc.ec.europa.eu/api/v5_3/PVcalc?lat=30.0444&lon=31.2357&peakpower=1&loss=14&angle=25&aspect=-150&outputformat=json&raddatabase=PVGIS-SARAH3&pvtechchoice=crystSi&mountingplace=free&usehorizon=1
25 | 30 | 8 | 145.5 | 4.69 | https://re.jrc.ec.europa.eu/api/v5_3/PVcalc?lat=30.0444&lon=31.2357&peakpower=1&loss=14&angle=25&aspect=-150&outputformat=json&raddatabase=PVGIS-SARAH3&pvtechchoice=crystSi&mountingplace=free&usehorizon=1
25 | 30 | 9 | 110.8 | 3.69 | https://re.jrc.ec.europa.eu/api/v5_3/PVcalc?lat=30.0444&lon=31.2357&peakpower=1&loss=14&angle=25&aspect=-150&outputformat=json&raddatabase=PVGIS-SARAH3&pvtechchoice=crystSi&mountingplace=free&usehorizon=1
25 | 30 | 10 | 79.74 | 2.57 | https://re.jrc.ec.europa.eu/api/v5_3/PVcalc?lat=30.0444&lon=31.2357&peakpower=1&loss=14&angle=25&aspect=-150&outputformat=json&raddatabase=PVGIS-SARAH3&pvtechchoice=crystSi&mountingplace=free&usehorizon=1
25 | 30 | 11 | 50.37 | 1.68 | https://re.jrc.ec.europa.eu/api/v5_3/PVcalc?lat=30.0444&lon=31.2357&peakpower=1&loss=14&angle=25&aspect=-150&outputformat=json&raddatabase=PVGIS-SARAH3&pvtechchoice=crystSi&mountingplace=free&usehorizon=1
25 | 30 | 12 | 39.46 | 1.27 | https://re.jrc.ec.europa.eu/api/v5_3/PVcalc?lat=30.0444&lon=31.2357&peakpower=1&loss=14&angle=25&aspect=-150&outputformat=json&raddatabase=PVGIS-SARAH3&pvtechchoice=crystSi&mountingplace=free&usehorizon=1
25 | 45 | 1 | 55.03 | 1.78 | https://re.jrc.ec.europa.eu/api/v5_3/PVcalc?lat=30.0444&lon=31.2357&peakpower=1&loss=14&angle=25&aspect=-135&outputformat=json&raddatabase=PVGIS-SARAH3&pvtechchoice=crystSi&mountingplace=free&usehorizon=1
25 | 45 | 2 | 70.86 | 2.53 | https://re.jrc.ec.europa.eu/api/v5_3/PVcalc?lat=30.0444&lon=31.2357&peakpower=1&loss=14&angle=25&aspect=-135&outputformat=json&raddatabase=PVGIS-SARAH3&pvtechchoice=crystSi&mountingplace=free&usehorizon=1
25 | 45 | 3 | 109.22 | 3.52 | https://re.jrc.ec.europa.eu/api/v5_3/PVcalc?lat=30.0444&lon=31.2357&peakpower=1&loss=14&angle=25&aspect=-135&outputformat=json&raddatabase=PVGIS-SARAH3&pvtechchoice=crystSi&mountingplace=free&usehorizon=1
25 | 45 | 4 | 134.44 | 4.48 | https://re.jrc.ec.europa.eu/api/v5_3/PVcalc?lat=30.0444&lon=31.2357&peakpower=1&loss=14&angle=25&aspect=-135&outputformat=json&raddatabase=PVGIS-SARAH3&pvtechchoice=crystSi&mountingplace=free&usehorizon=1
25 | 45 | 5 | 159.56 | 5.15 | https://re.jrc.ec.europa.eu/api/v5_3/PVcalc?lat=30.0444&lon=31.2357&peakpower=1&loss=14&angle=25&aspect=-135&outputformat=json&raddatabase=PVGIS-SARAH3&pvtechchoice=crystSi&mountingplace=free&usehorizon=1
25 | 45 | 6 | 167.01 | 5.57 | https://re.jrc.ec.europa.eu/api/v5_3/PVcalc?lat=30.0444&lon=31.2357&peakpower=1&loss=14&angle=25&aspect=-135&outputformat=json&raddatabase=PVGIS-SARAH3&pvtechchoice=crystSi&mountingplace=free&usehorizon=1
25 | 45 | 7 | 165.92 | 5.35 | https://re.jrc.ec.europa.eu/api/v5_3/PVcalc?lat=30.0444&lon=31.2357&peakpower=1&loss=14&angle=25&aspect=-135&outputformat=json&raddatabase=PVGIS-SARAH3&pvtechchoice=crystSi&mountingplace=free&usehorizon=1
25 | 45 | 8 | 147.02 | 4.74 | https://re.jrc.ec.europa.eu/api/v5_3/PVcalc?lat=30.0444&lon=31.2357&peakpower=1&loss=14&angle=25&aspect=-135&outputformat=json&raddatabase=PVGIS-SARAH3&pvtechchoice=crystSi&mountingplace=free&usehorizon=1
25 | 45 | 9 | 115.49 | 3.85 | https://re.jrc.ec.europa.eu/api/v5_3/PVcalc?lat=30.0444&lon=31.2357&peakpower=1&loss=14&angle=25&aspect=-135&outputformat=json&raddatabase=PVGIS-SARAH3&pvtechchoice=crystSi&mountingplace=free&usehorizon=1
25 | 45 | 10 | 87.64 | 2.83 | https://re.jrc.ec.europa.eu/api/v5_3/PVcalc?lat=30.0444&lon=31.2357&peakpower=1&loss=14&angle=25&aspect=-135&outputformat=json&raddatabase=PVGIS-SARAH3&pvtechchoice=crystSi&mountingplace=free&usehorizon=1
25 | 45 | 11 | 59.51 | 1.98 | https://re.jrc.ec.europa.eu/api/v5_3/PVcalc?lat=30.0444&lon=31.2357&peakpower=1&loss=14&angle=25&aspect=-135&outputformat=json&raddatabase=PVGIS-SARAH3&pvtechchoice=crystSi&mountingplace=free&usehorizon=1
25 | 45 | 12 | 48.75 | 1.57 | https://re.jrc.ec.europa.eu/api/v5_3/PVcalc?lat=30.0444&lon=31.2357&peakpower=1&loss=14&angle=25&aspect=-135&outputformat=json&raddatabase=PVGIS-SARAH3&pvtechchoice=crystSi&mountingplace=free&usehorizon=1
25 | 60 | 1 | 65.22 | 2.1 | https://re.jrc.ec.europa.eu/api/v5_3/PVcalc?lat=30.0444&lon=31.2357&peakpower=1&loss=14&angle=25&aspect=-120&outputformat=json&raddatabase=PVGIS-SARAH3&pvtechchoice=crystSi&mountingplace=free&usehorizon=1
25 | 60 | 2 | 79.25 | 2.83 | https://re.jrc.ec.europa.eu/api/v5_3/PVcalc?lat=30.0444&lon=31.2357&peakpower=1&loss=14&angle=25&aspect=-120&outputformat=json&raddatabase=PVGIS-SARAH3&pvtechchoice=crystSi&mountingplace=free&usehorizon=1
25 | 60 | 3 | 116.54 | 3.76 | https://re.jrc.ec.europa.eu/api/v5_3/PVcalc?lat=30.0444&lon=31.2357&peakpower=1&loss=14&angle=25&aspect=-120&outputformat=json&raddatabase=PVGIS-SARAH3&pvtechchoice=crystSi&mountingplace=free&usehorizon=1
25 | 60 | 4 | 138.06 | 4.6 | https://re.jrc.ec.europa.eu/api/v5_3/PVcalc?lat=30.0444&lon=31.2357&peakpower=1&loss=14&angle=25&aspect=-120&outputformat=json&raddatabase=PVGIS-SARAH3&pvtechchoice=crystSi&mountingplace=free&usehorizon=1
25 | 60 | 5 | 160.78 | 5.19 | https://re.jrc.ec.europa.eu/api/v5_3/PVcalc?lat=30.0444&lon=31.2357&peakpower=1&loss=14&angle=25&aspect=-120&outputformat=json&raddatabase=PVGIS-SARAH3&pvtechchoice=crystSi&mountingplace=free&usehorizon=1
25 | 60 | 6 | 166.11 | 5.54 | https://re.jrc.ec.europa.eu/api/v5_3/PVcalc?lat=30.0444&lon=31.2357&peakpower=1&loss=14&angle=25&aspect=-120&outputformat=json&raddatabase=PVGIS-SARAH3&pvtechchoice=crystSi&mountingplace=free&usehorizon=1
25 | 60 | 7 | 165.55 | 5.34 | https://re.jrc.ec.europa.eu/api/v5_3/PVcalc?lat=30.0444&lon=31.2357&peakpower=1&loss=14&angle=25&aspect=-120&outputformat=json&raddatabase=PVGIS-SARAH3&pvtechchoice=crystSi&mountingplace=free&usehorizon=1
25 | 60 | 8 | 149.94 | 4.84 | https://re.jrc.ec.europa.eu/api/v5_3/PVcalc?lat=30.0444&lon=31.2357&peakpower=1&loss=14&angle=25&aspect=-120&outputformat=json&raddatabase=PVGIS-SARAH3&pvtechchoice=crystSi&mountingplace=free&usehorizon=1
25 | 60 | 9 | 121.43 | 4.05 | https://re.jrc.ec.europa.eu/api/v5_3/PVcalc?lat=30.0444&lon=31.2357&peakpower=1&loss=14&angle=25&aspect=-120&outputformat=json&raddatabase=PVGIS-SARAH3&pvtechchoice=crystSi&mountingplace=free&usehorizon=1
25 | 60 | 10 | 96.63 | 3.12 | https://re.jrc.ec.europa.eu/api/v5_3/PVcalc?lat=30.0444&lon=31.2357&peakpower=1&loss=14&angle=25&aspect=-120&outputformat=json&raddatabase=PVGIS-SARAH3&pvtechchoice=crystSi&mountingplace=free&usehorizon=1
25 | 60 | 11 | 69.94 | 2.33 | https://re.jrc.ec.europa.eu/api/v5_3/PVcalc?lat=30.0444&lon=31.2357&peakpower=1&loss=14&angle=25&aspect=-120&outputformat=json&raddatabase=PVGIS-SARAH3&pvtechchoice=crystSi&mountingplace=free&usehorizon=1
25 | 60 | 12 | 59.59 | 1.92 | https://re.jrc.ec.europa.eu/api/v5_3/PVcalc?lat=30.0444&lon=31.2357&peakpower=1&loss=14&angle=25&aspect=-120&outputformat=json&raddatabase=PVGIS-SARAH3&pvtechchoice=crystSi&mountingplace=free&usehorizon=1
25 | 75 | 1 | 75.71 | 2.44 | https://re.jrc.ec.europa.eu/api/v5_3/PVcalc?lat=30.0444&lon=31.2357&peakpower=1&loss=14&angle=25&aspect=-105&outputformat=json&raddatabase=PVGIS-SARAH3&pvtechchoice=crystSi&mountingplace=free&usehorizon=1
25 | 75 | 2 | 87.99 | 3.14 | https://re.jrc.ec.europa.eu/api/v5_3/PVcalc?lat=30.0444&lon=31.2357&peakpower=1&loss=14&angle=25&aspect=-105&outputformat=json&raddatabase=PVGIS-SARAH3&pvtechchoice=crystSi&mountingplace=free&usehorizon=1
25 | 75 | 3 | 124.25 | 4.01 | https://re.jrc.ec.europa.eu/api/v5_3/PVcalc?lat=30.0444&lon=31.2357&peakpower=1&loss=14&angle=25&aspect=-105&outputformat=json&raddatabase=PVGIS-SARAH3&pvtechchoice=crystSi&mountingplace=free&usehorizon=1
25 | 75 | 4 | 142.12 | 4.74 | https://re.jrc.ec.europa.eu/api/v5_3/PVcalc?lat=30.0444&lon=31.2357&peakpower=1&loss=14&angle=25&aspect=-105&outputformat=json&raddatabase=PVGIS-SARAH3&pvtechchoice=crystSi&mountingplace=free&usehorizon=1
25 | 75 | 5 | 162.33 | 5.24 | https://re.jrc.ec.europa.eu/api/v5_3/PVcalc?lat=30.0444&lon=31.2357&peakpower=1&loss=14&angle=25&aspect=-105&outputformat=json&raddatabase=PVGIS-SARAH3&pvtechchoice=crystSi&mountingplace=free&usehorizon=1
25 | 75 | 6 | 166.56 | 5.55 | https://re.jrc.ec.europa.eu/api/v5_3/PVcalc?lat=30.0444&lon=31.2357&peakpower=1&loss=14&angle=25&aspect=-105&outputformat=json&raddatabase=PVGIS-SARAH3&pvtechchoice=crystSi&mountingplace=free&usehorizon=1
25 | 75 | 7 | 166.75 | 5.38 | https://re.jrc.ec.europa.eu/api/v5_3/PVcalc?lat=30.0444&lon=31.2357&peakpower=1&loss=14&angle=25&aspect=-105&outputformat=json&raddatabase=PVGIS-SARAH3&pvtechchoice=crystSi&mountingplace=free&usehorizon=1
25 | 75 | 8 | 153.13 | 4.94 | https://re.jrc.ec.europa.eu/api/v5_3/PVcalc?lat=30.0444&lon=31.2357&peakpower=1&loss=14&angle=25&aspect=-105&outputformat=json&raddatabase=PVGIS-SARAH3&pvtechchoice=crystSi&mountingplace=free&usehorizon=1
25 | 75 | 9 | 127.93 | 4.26 | https://re.jrc.ec.europa.eu/api/v5_3/PVcalc?lat=30.0444&lon=31.2357&peakpower=1&loss=14&angle=25&aspect=-105&outputformat=json&raddatabase=PVGIS-SARAH3&pvtechchoice=crystSi&mountingplace=free&usehorizon=1
25 | 75 | 10 | 105.96 | 3.42 | https://re.jrc.ec.europa.eu/api/v5_3/PVcalc?lat=30.0444&lon=31.2357&peakpower=1&loss=14&angle=25&aspect=-105&outputformat=json&raddatabase=PVGIS-SARAH3&pvtechchoice=crystSi&mountingplace=free&usehorizon=1
25 | 75 | 11 | 80.9 | 2.7 | https://re.jrc.ec.europa.eu/api/v5_3/PVcalc?lat=30.0444&lon=31.2357&peakpower=1&loss=14&angle=25&aspect=-105&outputformat=json&raddatabase=PVGIS-SARAH3&pvtechchoice=crystSi&mountingplace=free&usehorizon=1
25 | 75 | 12 | 71.12 | 2.29 | https://re.jrc.ec.europa.eu/api/v5_3/PVcalc?lat=30.0444&lon=31.2357&peakpower=1&loss=14&angle=25&aspect=-105&outputformat=json&raddatabase=PVGIS-SARAH3&pvtechchoice=crystSi&mountingplace=free&usehorizon=1
25 | 90 | 1 | 86.22 | 2.78 | https://re.jrc.ec.europa.eu/api/v5_3/PVcalc?lat=30.0444&lon=31.2357&peakpower=1&loss=14&angle=25&aspect=-90&outputformat=json&raddatabase=PVGIS-SARAH3&pvtechchoice=crystSi&mountingplace=free&usehorizon=1
25 | 90 | 2 | 96.62 | 3.45 | https://re.jrc.ec.europa.eu/api/v5_3/PVcalc?lat=30.0444&lon=31.2357&peakpower=1&loss=14&angle=25&aspect=-90&outputformat=json&raddatabase=PVGIS-SARAH3&pvtechchoice=crystSi&mountingplace=free&usehorizon=1
25 | 90 | 3 | 131.63 | 4.25 | https://re.jrc.ec.europa.eu/api/v5_3/PVcalc?lat=30.0444&lon=31.2357&peakpower=1&loss=14&angle=25&aspect=-90&outputformat=json&raddatabase=PVGIS-SARAH3&pvtechchoice=crystSi&mountingplace=free&usehorizon=1
25 | 90 | 4 | 146.33 | 4.88 | https://re.jrc.ec.europa.eu/api/v5_3/PVcalc?lat=30.0444&lon=31.2357&peakpower=1&loss=14&angle=25&aspect=-90&outputformat=json&raddatabase=PVGIS-SARAH3&pvtechchoice=crystSi&mountingplace=free&usehorizon=1
25 | 90 | 5 | 163.7 | 5.28 | https://re.jrc.ec.europa.eu/api/v5_3/PVcalc?lat=30.0444&lon=31.2357&peakpower=1&loss=14&angle=25&aspect=-90&outputformat=json&raddatabase=PVGIS-SARAH3&pvtechchoice=crystSi&mountingplace=free&usehorizon=1
25 | 90 | 6 | 166.48 | 5.55 | https://re.jrc.ec.europa.eu/api/v5_3/PVcalc?lat=30.0444&lon=31.2357&peakpower=1&loss=14&angle=25&aspect=-90&outputformat=json&raddatabase=PVGIS-SARAH3&pvtechchoice=crystSi&mountingplace=free&usehorizon=1
25 | 90 | 7 | 167.43 | 5.4 | https://re.jrc.ec.europa.eu/api/v5_3/PVcalc?lat=30.0444&lon=31.2357&peakpower=1&loss=14&angle=25&aspect=-90&outputformat=json&raddatabase=PVGIS-SARAH3&pvtechchoice=crystSi&mountingplace=free&usehorizon=1
25 | 90 | 8 | 156.45 | 5.05 | https://re.jrc.ec.europa.eu/api/v5_3/PVcalc?lat=30.0444&lon=31.2357&peakpower=1&loss=14&angle=25&aspect=-90&outputformat=json&raddatabase=PVGIS-SARAH3&pvtechchoice=crystSi&mountingplace=free&usehorizon=1
25 | 90 | 9 | 134.45 | 4.48 | https://re.jrc.ec.europa.eu/api/v5_3/PVcalc?lat=30.0444&lon=31.2357&peakpower=1&loss=14&angle=25&aspect=-90&outputformat=json&raddatabase=PVGIS-SARAH3&pvtechchoice=crystSi&mountingplace=free&usehorizon=1
25 | 90 | 10 | 115.31 | 3.72 | https://re.jrc.ec.europa.eu/api/v5_3/PVcalc?lat=30.0444&lon=31.2357&peakpower=1&loss=14&angle=25&aspect=-90&outputformat=json&raddatabase=PVGIS-SARAH3&pvtechchoice=crystSi&mountingplace=free&usehorizon=1
25 | 90 | 11 | 91.5 | 3.05 | https://re.jrc.ec.europa.eu/api/v5_3/PVcalc?lat=30.0444&lon=31.2357&peakpower=1&loss=14&angle=25&aspect=-90&outputformat=json&raddatabase=PVGIS-SARAH3&pvtechchoice=crystSi&mountingplace=free&usehorizon=1
25 | 90 | 12 | 82.43 | 2.66 | https://re.jrc.ec.europa.eu/api/v5_3/PVcalc?lat=30.0444&lon=31.2357&peakpower=1&loss=14&angle=25&aspect=-90&outputformat=json&raddatabase=PVGIS-SARAH3&pvtechchoice=crystSi&mountingplace=free&usehorizon=1
25 | 105 | 1 | 96.73 | 3.12 | https://re.jrc.ec.europa.eu/api/v5_3/PVcalc?lat=30.0444&lon=31.2357&peakpower=1&loss=14&angle=25&aspect=-75&outputformat=json&raddatabase=PVGIS-SARAH3&pvtechchoice=crystSi&mountingplace=free&usehorizon=1
25 | 105 | 2 | 104.53 | 3.73 | https://re.jrc.ec.europa.eu/api/v5_3/PVcalc?lat=30.0444&lon=31.2357&peakpower=1&loss=14&angle=25&aspect=-75&outputformat=json&raddatabase=PVGIS-SARAH3&pvtechchoice=crystSi&mountingplace=free&usehorizon=1
25 | 105 | 3 | 138.27 | 4.46 | https://re.jrc.ec.europa.eu/api/v5_3/PVcalc?lat=30.0444&lon=31.2357&peakpower=1&loss=14&angle=25&aspect=-75&outputformat=json&raddatabase=PVGIS-SARAH3&pvtechchoice=crystSi&mountingplace=free&usehorizon=1
25 | 105 | 4 | 150.38 | 5.01 | https://re.jrc.ec.europa.eu/api/v5_3/PVcalc?lat=30.0444&lon=31.2357&peakpower=1&loss=14&angle=25&aspect=-75&outputformat=json&raddatabase=PVGIS-SARAH3&pvtechchoice=crystSi&mountingplace=free&usehorizon=1
25 | 105 | 5 | 164.94 | 5.32 | https://re.jrc.ec.europa.eu/api/v5_3/PVcalc?lat=30.0444&lon=31.2357&peakpower=1&loss=14&angle=25&aspect=-75&outputformat=json&raddatabase=PVGIS-SARAH3&pvtechchoice=crystSi&mountingplace=free&usehorizon=1
25 | 105 | 6 | 166.3 | 5.54 | https://re.jrc.ec.europa.eu/api/v5_3/PVcalc?lat=30.0444&lon=31.2357&peakpower=1&loss=14&angle=25&aspect=-75&outputformat=json&raddatabase=PVGIS-SARAH3&pvtechchoice=crystSi&mountingplace=free&usehorizon=1
25 | 105 | 7 | 168.07 | 5.42 | https://re.jrc.ec.europa.eu/api/v5_3/PVcalc?lat=30.0444&lon=31.2357&peakpower=1&loss=14&angle=25&aspect=-75&outputformat=json&raddatabase=PVGIS-SARAH3&pvtechchoice=crystSi&mountingplace=free&usehorizon=1
25 | 105 | 8 | 159.67 | 5.15 | https://re.jrc.ec.europa.eu/api/v5_3/PVcalc?lat=30.0444&lon=31.2357&peakpower=1&loss=14&angle=25&aspect=-75&outputformat=json&raddatabase=PVGIS-SARAH3&pvtechchoice=crystSi&mountingplace=free&usehorizon=1
25 | 105 | 9 | 140.52 | 4.68 | https://re.jrc.ec.europa.eu/api/v5_3/PVcalc?lat=30.0444&lon=31.2357&peakpower=1&loss=14&angle=25&aspect=-75&outputformat=json&raddatabase=PVGIS-SARAH3&pvtechchoice=crystSi&mountingplace=free&usehorizon=1
25 | 105 | 10 | 124.5 | 4.02 | https://re.jrc.ec.europa.eu/api/v5_3/PVcalc?lat=30.0444&lon=31.2357&peakpower=1&loss=14&angle=25&aspect=-75&outputformat=json&raddatabase=PVGIS-SARAH3&pvtechchoice=crystSi&mountingplace=free&usehorizon=1
25 | 105 | 11 | 101.62 | 3.39 | https://re.jrc.ec.europa.eu/api/v5_3/PVcalc?lat=30.0444&lon=31.2357&peakpower=1&loss=14&angle=25&aspect=-75&outputformat=json&raddatabase=PVGIS-SARAH3&pvtechchoice=crystSi&mountingplace=free&usehorizon=1
25 | 105 | 12 | 93.2 | 3.01 | https://re.jrc.ec.europa.eu/api/v5_3/PVcalc?lat=30.0444&lon=31.2357&peakpower=1&loss=14&angle=25&aspect=-75&outputformat=json&raddatabase=PVGIS-SARAH3&pvtechchoice=crystSi&mountingplace=free&usehorizon=1
25 | 120 | 1 | 106.04 | 3.42 | https://re.jrc.ec.europa.eu/api/v5_3/PVcalc?lat=30.0444&lon=31.2357&peakpower=1&loss=14&angle=25&aspect=-60&outputformat=json&raddatabase=PVGIS-SARAH3&pvtechchoice=crystSi&mountingplace=free&usehorizon=1
25 | 120 | 2 | 111.49 | 3.98 | https://re.jrc.ec.europa.eu/api/v5_3/PVcalc?lat=30.0444&lon=31.2357&peakpower=1&loss=14&angle=25&aspect=-60&outputformat=json&raddatabase=PVGIS-SARAH3&pvtechchoice=crystSi&mountingplace=free&usehorizon=1
25 | 120 | 3 | 144.93 | 4.68 | https://re.jrc.ec.europa.eu/api/v5_3/PVcalc?lat=30.0444&lon=31.2357&peakpower=1&loss=14&angle=25&aspect=-60&outputformat=json&raddatabase=PVGIS-SARAH3&pvtechchoice=crystSi&mountingplace=free&usehorizon=1
25 | 120 | 4 | 154.1 | 5.14 | https://re.jrc.ec.europa.eu/api/v5_3/PVcalc?lat=30.0444&lon=31.2357&peakpower=1&loss=14&angle=25&aspect=-60&outputformat=json&raddatabase=PVGIS-SARAH3&pvtechchoice=crystSi&mountingplace=free&usehorizon=1
25 | 120 | 5 | 165.94 | 5.35 | https://re.jrc.ec.europa.eu/api/v5_3/PVcalc?lat=30.0444&lon=31.2357&peakpower=1&loss=14&angle=25&aspect=-60&outputformat=json&raddatabase=PVGIS-SARAH3&pvtechchoice=crystSi&mountingplace=free&usehorizon=1
25 | 120 | 6 | 165.98 | 5.53 | https://re.jrc.ec.europa.eu/api/v5_3/PVcalc?lat=30.0444&lon=31.2357&peakpower=1&loss=14&angle=25&aspect=-60&outputformat=json&raddatabase=PVGIS-SARAH3&pvtechchoice=crystSi&mountingplace=free&usehorizon=1
25 | 120 | 7 | 168.59 | 5.44 | https://re.jrc.ec.europa.eu/api/v5_3/PVcalc?lat=30.0444&lon=31.2357&peakpower=1&loss=14&angle=25&aspect=-60&outputformat=json&raddatabase=PVGIS-SARAH3&pvtechchoice=crystSi&mountingplace=free&usehorizon=1
25 | 120 | 8 | 162.62 | 5.25 | https://re.jrc.ec.europa.eu/api/v5_3/PVcalc?lat=30.0444&lon=31.2357&peakpower=1&loss=14&angle=25&aspect=-60&outputformat=json&raddatabase=PVGIS-SARAH3&pvtechchoice=crystSi&mountingplace=free&usehorizon=1
25 | 120 | 9 | 146 | 4.87 | https://re.jrc.ec.europa.eu/api/v5_3/PVcalc?lat=30.0444&lon=31.2357&peakpower=1&loss=14&angle=25&aspect=-60&outputformat=json&raddatabase=PVGIS-SARAH3&pvtechchoice=crystSi&mountingplace=free&usehorizon=1
25 | 120 | 10 | 132.81 | 4.28 | https://re.jrc.ec.europa.eu/api/v5_3/PVcalc?lat=30.0444&lon=31.2357&peakpower=1&loss=14&angle=25&aspect=-60&outputformat=json&raddatabase=PVGIS-SARAH3&pvtechchoice=crystSi&mountingplace=free&usehorizon=1
25 | 120 | 11 | 111.45 | 3.72 | https://re.jrc.ec.europa.eu/api/v5_3/PVcalc?lat=30.0444&lon=31.2357&peakpower=1&loss=14&angle=25&aspect=-60&outputformat=json&raddatabase=PVGIS-SARAH3&pvtechchoice=crystSi&mountingplace=free&usehorizon=1
25 | 120 | 12 | 103.54 | 3.34 | https://re.jrc.ec.europa.eu/api/v5_3/PVcalc?lat=30.0444&lon=31.2357&peakpower=1&loss=14&angle=25&aspect=-60&outputformat=json&raddatabase=PVGIS-SARAH3&pvtechchoice=crystSi&mountingplace=free&usehorizon=1
25 | 135 | 1 | 114.3 | 3.69 | https://re.jrc.ec.europa.eu/api/v5_3/PVcalc?lat=30.0444&lon=31.2357&peakpower=1&loss=14&angle=25&aspect=-45&outputformat=json&raddatabase=PVGIS-SARAH3&pvtechchoice=crystSi&mountingplace=free&usehorizon=1
25 | 135 | 2 | 117.82 | 4.21 | https://re.jrc.ec.europa.eu/api/v5_3/PVcalc?lat=30.0444&lon=31.2357&peakpower=1&loss=14&angle=25&aspect=-45&outputformat=json&raddatabase=PVGIS-SARAH3&pvtechchoice=crystSi&mountingplace=free&usehorizon=1
25 | 135 | 3 | 150.72 | 4.86 | https://re.jrc.ec.europa.eu/api/v5_3/PVcalc?lat=30.0444&lon=31.2357&peakpower=1&loss=14&angle=25&aspect=-45&outputformat=json&raddatabase=PVGIS-SARAH3&pvtechchoice=crystSi&mountingplace=free&usehorizon=1
25 | 135 | 4 | 157.32 | 5.24 | https://re.jrc.ec.europa.eu/api/v5_3/PVcalc?lat=30.0444&lon=31.2357&peakpower=1&loss=14&angle=25&aspect=-45&outputformat=json&raddatabase=PVGIS-SARAH3&pvtechchoice=crystSi&mountingplace=free&usehorizon=1
25 | 135 | 5 | 166.63 | 5.38 | https://re.jrc.ec.europa.eu/api/v5_3/PVcalc?lat=30.0444&lon=31.2357&peakpower=1&loss=14&angle=25&aspect=-45&outputformat=json&raddatabase=PVGIS-SARAH3&pvtechchoice=crystSi&mountingplace=free&usehorizon=1
25 | 135 | 6 | 165.5 | 5.52 | https://re.jrc.ec.europa.eu/api/v5_3/PVcalc?lat=30.0444&lon=31.2357&peakpower=1&loss=14&angle=25&aspect=-45&outputformat=json&raddatabase=PVGIS-SARAH3&pvtechchoice=crystSi&mountingplace=free&usehorizon=1
25 | 135 | 7 | 168.9 | 5.45 | https://re.jrc.ec.europa.eu/api/v5_3/PVcalc?lat=30.0444&lon=31.2357&peakpower=1&loss=14&angle=25&aspect=-45&outputformat=json&raddatabase=PVGIS-SARAH3&pvtechchoice=crystSi&mountingplace=free&usehorizon=1
25 | 135 | 8 | 165.13 | 5.33 | https://re.jrc.ec.europa.eu/api/v5_3/PVcalc?lat=30.0444&lon=31.2357&peakpower=1&loss=14&angle=25&aspect=-45&outputformat=json&raddatabase=PVGIS-SARAH3&pvtechchoice=crystSi&mountingplace=free&usehorizon=1
25 | 135 | 9 | 151.34 | 5.04 | https://re.jrc.ec.europa.eu/api/v5_3/PVcalc?lat=30.0444&lon=31.2357&peakpower=1&loss=14&angle=25&aspect=-45&outputformat=json&raddatabase=PVGIS-SARAH3&pvtechchoice=crystSi&mountingplace=free&usehorizon=1
25 | 135 | 10 | 139.66 | 4.51 | https://re.jrc.ec.europa.eu/api/v5_3/PVcalc?lat=30.0444&lon=31.2357&peakpower=1&loss=14&angle=25&aspect=-45&outputformat=json&raddatabase=PVGIS-SARAH3&pvtechchoice=crystSi&mountingplace=free&usehorizon=1
25 | 135 | 11 | 119.59 | 3.99 | https://re.jrc.ec.europa.eu/api/v5_3/PVcalc?lat=30.0444&lon=31.2357&peakpower=1&loss=14&angle=25&aspect=-45&outputformat=json&raddatabase=PVGIS-SARAH3&pvtechchoice=crystSi&mountingplace=free&usehorizon=1
25 | 135 | 12 | 112.14 | 3.62 | https://re.jrc.ec.europa.eu/api/v5_3/PVcalc?lat=30.0444&lon=31.2357&peakpower=1&loss=14&angle=25&aspect=-45&outputformat=json&raddatabase=PVGIS-SARAH3&pvtechchoice=crystSi&mountingplace=free&usehorizon=1
25 | 150 | 1 | 120.93 | 3.9 | https://re.jrc.ec.europa.eu/api/v5_3/PVcalc?lat=30.0444&lon=31.2357&peakpower=1&loss=14&angle=25&aspect=-30&outputformat=json&raddatabase=PVGIS-SARAH3&pvtechchoice=crystSi&mountingplace=free&usehorizon=1
25 | 150 | 2 | 122.46 | 4.37 | https://re.jrc.ec.europa.eu/api/v5_3/PVcalc?lat=30.0444&lon=31.2357&peakpower=1&loss=14&angle=25&aspect=-30&outputformat=json&raddatabase=PVGIS-SARAH3&pvtechchoice=crystSi&mountingplace=free&usehorizon=1
25 | 150 | 3 | 154.89 | 5 | https://re.jrc.ec.europa.eu/api/v5_3/PVcalc?lat=30.0444&lon=31.2357&peakpower=1&loss=14&angle=25&aspect=-30&outputformat=json&raddatabase=PVGIS-SARAH3&pvtechchoice=crystSi&mountingplace=free&usehorizon=1
25 | 150 | 4 | 159.32 | 5.31 | https://re.jrc.ec.europa.eu/api/v5_3/PVcalc?lat=30.0444&lon=31.2357&peakpower=1&loss=14&angle=25&aspect=-30&outputformat=json&raddatabase=PVGIS-SARAH3&pvtechchoice=crystSi&mountingplace=free&usehorizon=1
25 | 150 | 5 | 166.37 | 5.37 | https://re.jrc.ec.europa.eu/api/v5_3/PVcalc?lat=30.0444&lon=31.2357&peakpower=1&loss=14&angle=25&aspect=-30&outputformat=json&raddatabase=PVGIS-SARAH3&pvtechchoice=crystSi&mountingplace=free&usehorizon=1
25 | 150 | 6 | 164.31 | 5.48 | https://re.jrc.ec.europa.eu/api/v5_3/PVcalc?lat=30.0444&lon=31.2357&peakpower=1&loss=14&angle=25&aspect=-30&outputformat=json&raddatabase=PVGIS-SARAH3&pvtechchoice=crystSi&mountingplace=free&usehorizon=1
25 | 150 | 7 | 168.52 | 5.44 | https://re.jrc.ec.europa.eu/api/v5_3/PVcalc?lat=30.0444&lon=31.2357&peakpower=1&loss=14&angle=25&aspect=-30&outputformat=json&raddatabase=PVGIS-SARAH3&pvtechchoice=crystSi&mountingplace=free&usehorizon=1
25 | 150 | 8 | 166.51 | 5.37 | https://re.jrc.ec.europa.eu/api/v5_3/PVcalc?lat=30.0444&lon=31.2357&peakpower=1&loss=14&angle=25&aspect=-30&outputformat=json&raddatabase=PVGIS-SARAH3&pvtechchoice=crystSi&mountingplace=free&usehorizon=1
25 | 150 | 9 | 155.69 | 5.19 | https://re.jrc.ec.europa.eu/api/v5_3/PVcalc?lat=30.0444&lon=31.2357&peakpower=1&loss=14&angle=25&aspect=-30&outputformat=json&raddatabase=PVGIS-SARAH3&pvtechchoice=crystSi&mountingplace=free&usehorizon=1
25 | 150 | 10 | 145.73 | 4.7 | https://re.jrc.ec.europa.eu/api/v5_3/PVcalc?lat=30.0444&lon=31.2357&peakpower=1&loss=14&angle=25&aspect=-30&outputformat=json&raddatabase=PVGIS-SARAH3&pvtechchoice=crystSi&mountingplace=free&usehorizon=1
25 | 150 | 11 | 126.28 | 4.21 | https://re.jrc.ec.europa.eu/api/v5_3/PVcalc?lat=30.0444&lon=31.2357&peakpower=1&loss=14&angle=25&aspect=-30&outputformat=json&raddatabase=PVGIS-SARAH3&pvtechchoice=crystSi&mountingplace=free&usehorizon=1
25 | 150 | 12 | 119.08 | 3.84 | https://re.jrc.ec.europa.eu/api/v5_3/PVcalc?lat=30.0444&lon=31.2357&peakpower=1&loss=14&angle=25&aspect=-30&outputformat=json&raddatabase=PVGIS-SARAH3&pvtechchoice=crystSi&mountingplace=free&usehorizon=1
25 | 165 | 1 | 125.05 | 4.03 | https://re.jrc.ec.europa.eu/api/v5_3/PVcalc?lat=30.0444&lon=31.2357&peakpower=1&loss=14&angle=25&aspect=-15&outputformat=json&raddatabase=PVGIS-SARAH3&pvtechchoice=crystSi&mountingplace=free&usehorizon=1
25 | 165 | 2 | 125.42 | 4.48 | https://re.jrc.ec.europa.eu/api/v5_3/PVcalc?lat=30.0444&lon=31.2357&peakpower=1&loss=14&angle=25&aspect=-15&outputformat=json&raddatabase=PVGIS-SARAH3&pvtechchoice=crystSi&mountingplace=free&usehorizon=1
25 | 165 | 3 | 158.19 | 5.1 | https://re.jrc.ec.europa.eu/api/v5_3/PVcalc?lat=30.0444&lon=31.2357&peakpower=1&loss=14&angle=25&aspect=-15&outputformat=json&raddatabase=PVGIS-SARAH3&pvtechchoice=crystSi&mountingplace=free&usehorizon=1
25 | 165 | 4 | 161.35 | 5.38 | https://re.jrc.ec.europa.eu/api/v5_3/PVcalc?lat=30.0444&lon=31.2357&peakpower=1&loss=14&angle=25&aspect=-15&outputformat=json&raddatabase=PVGIS-SARAH3&pvtechchoice=crystSi&mountingplace=free&usehorizon=1
25 | 165 | 5 | 166.82 | 5.38 | https://re.jrc.ec.europa.eu/api/v5_3/PVcalc?lat=30.0444&lon=31.2357&peakpower=1&loss=14&angle=25&aspect=-15&outputformat=json&raddatabase=PVGIS-SARAH3&pvtechchoice=crystSi&mountingplace=free&usehorizon=1
25 | 165 | 6 | 164.31 | 5.48 | https://re.jrc.ec.europa.eu/api/v5_3/PVcalc?lat=30.0444&lon=31.2357&peakpower=1&loss=14&angle=25&aspect=-15&outputformat=json&raddatabase=PVGIS-SARAH3&pvtechchoice=crystSi&mountingplace=free&usehorizon=1
25 | 165 | 7 | 169.28 | 5.46 | https://re.jrc.ec.europa.eu/api/v5_3/PVcalc?lat=30.0444&lon=31.2357&peakpower=1&loss=14&angle=25&aspect=-15&outputformat=json&raddatabase=PVGIS-SARAH3&pvtechchoice=crystSi&mountingplace=free&usehorizon=1
25 | 165 | 8 | 168.42 | 5.43 | https://re.jrc.ec.europa.eu/api/v5_3/PVcalc?lat=30.0444&lon=31.2357&peakpower=1&loss=14&angle=25&aspect=-15&outputformat=json&raddatabase=PVGIS-SARAH3&pvtechchoice=crystSi&mountingplace=free&usehorizon=1
25 | 165 | 9 | 158.72 | 5.29 | https://re.jrc.ec.europa.eu/api/v5_3/PVcalc?lat=30.0444&lon=31.2357&peakpower=1&loss=14&angle=25&aspect=-15&outputformat=json&raddatabase=PVGIS-SARAH3&pvtechchoice=crystSi&mountingplace=free&usehorizon=1
25 | 165 | 10 | 149.78 | 4.83 | https://re.jrc.ec.europa.eu/api/v5_3/PVcalc?lat=30.0444&lon=31.2357&peakpower=1&loss=14&angle=25&aspect=-15&outputformat=json&raddatabase=PVGIS-SARAH3&pvtechchoice=crystSi&mountingplace=free&usehorizon=1
25 | 165 | 11 | 130.6 | 4.35 | https://re.jrc.ec.europa.eu/api/v5_3/PVcalc?lat=30.0444&lon=31.2357&peakpower=1&loss=14&angle=25&aspect=-15&outputformat=json&raddatabase=PVGIS-SARAH3&pvtechchoice=crystSi&mountingplace=free&usehorizon=1
25 | 165 | 12 | 123.44 | 3.98 | https://re.jrc.ec.europa.eu/api/v5_3/PVcalc?lat=30.0444&lon=31.2357&peakpower=1&loss=14&angle=25&aspect=-15&outputformat=json&raddatabase=PVGIS-SARAH3&pvtechchoice=crystSi&mountingplace=free&usehorizon=1
25 | 180 | 1 | 126.28 | 4.07 | https://re.jrc.ec.europa.eu/api/v5_3/PVcalc?lat=30.0444&lon=31.2357&peakpower=1&loss=14&angle=25&aspect=0&outputformat=json&raddatabase=PVGIS-SARAH3&pvtechchoice=crystSi&mountingplace=free&usehorizon=1
25 | 180 | 2 | 126.22 | 4.51 | https://re.jrc.ec.europa.eu/api/v5_3/PVcalc?lat=30.0444&lon=31.2357&peakpower=1&loss=14&angle=25&aspect=0&outputformat=json&raddatabase=PVGIS-SARAH3&pvtechchoice=crystSi&mountingplace=free&usehorizon=1
25 | 180 | 3 | 159.78 | 5.15 | https://re.jrc.ec.europa.eu/api/v5_3/PVcalc?lat=30.0444&lon=31.2357&peakpower=1&loss=14&angle=25&aspect=0&outputformat=json&raddatabase=PVGIS-SARAH3&pvtechchoice=crystSi&mountingplace=free&usehorizon=1
25 | 180 | 4 | 162.65 | 5.42 | https://re.jrc.ec.europa.eu/api/v5_3/PVcalc?lat=30.0444&lon=31.2357&peakpower=1&loss=14&angle=25&aspect=0&outputformat=json&raddatabase=PVGIS-SARAH3&pvtechchoice=crystSi&mountingplace=free&usehorizon=1
25 | 180 | 5 | 167.3 | 5.4 | https://re.jrc.ec.europa.eu/api/v5_3/PVcalc?lat=30.0444&lon=31.2357&peakpower=1&loss=14&angle=25&aspect=0&outputformat=json&raddatabase=PVGIS-SARAH3&pvtechchoice=crystSi&mountingplace=free&usehorizon=1
25 | 180 | 6 | 164.68 | 5.49 | https://re.jrc.ec.europa.eu/api/v5_3/PVcalc?lat=30.0444&lon=31.2357&peakpower=1&loss=14&angle=25&aspect=0&outputformat=json&raddatabase=PVGIS-SARAH3&pvtechchoice=crystSi&mountingplace=free&usehorizon=1
25 | 180 | 7 | 170.19 | 5.49 | https://re.jrc.ec.europa.eu/api/v5_3/PVcalc?lat=30.0444&lon=31.2357&peakpower=1&loss=14&angle=25&aspect=0&outputformat=json&raddatabase=PVGIS-SARAH3&pvtechchoice=crystSi&mountingplace=free&usehorizon=1
25 | 180 | 8 | 169.87 | 5.48 | https://re.jrc.ec.europa.eu/api/v5_3/PVcalc?lat=30.0444&lon=31.2357&peakpower=1&loss=14&angle=25&aspect=0&outputformat=json&raddatabase=PVGIS-SARAH3&pvtechchoice=crystSi&mountingplace=free&usehorizon=1
25 | 180 | 9 | 160.82 | 5.36 | https://re.jrc.ec.europa.eu/api/v5_3/PVcalc?lat=30.0444&lon=31.2357&peakpower=1&loss=14&angle=25&aspect=0&outputformat=json&raddatabase=PVGIS-SARAH3&pvtechchoice=crystSi&mountingplace=free&usehorizon=1
25 | 180 | 10 | 151.42 | 4.88 | https://re.jrc.ec.europa.eu/api/v5_3/PVcalc?lat=30.0444&lon=31.2357&peakpower=1&loss=14&angle=25&aspect=0&outputformat=json&raddatabase=PVGIS-SARAH3&pvtechchoice=crystSi&mountingplace=free&usehorizon=1
25 | 180 | 11 | 132.01 | 4.4 | https://re.jrc.ec.europa.eu/api/v5_3/PVcalc?lat=30.0444&lon=31.2357&peakpower=1&loss=14&angle=25&aspect=0&outputformat=json&raddatabase=PVGIS-SARAH3&pvtechchoice=crystSi&mountingplace=free&usehorizon=1
25 | 180 | 12 | 124.74 | 4.02 | https://re.jrc.ec.europa.eu/api/v5_3/PVcalc?lat=30.0444&lon=31.2357&peakpower=1&loss=14&angle=25&aspect=0&outputformat=json&raddatabase=PVGIS-SARAH3&pvtechchoice=crystSi&mountingplace=free&usehorizon=1
25 | 195 | 1 | 124.49 | 4.02 | https://re.jrc.ec.europa.eu/api/v5_3/PVcalc?lat=30.0444&lon=31.2357&peakpower=1&loss=14&angle=25&aspect=15&outputformat=json&raddatabase=PVGIS-SARAH3&pvtechchoice=crystSi&mountingplace=free&usehorizon=1
25 | 195 | 2 | 124.69 | 4.45 | https://re.jrc.ec.europa.eu/api/v5_3/PVcalc?lat=30.0444&lon=31.2357&peakpower=1&loss=14&angle=25&aspect=15&outputformat=json&raddatabase=PVGIS-SARAH3&pvtechchoice=crystSi&mountingplace=free&usehorizon=1
25 | 195 | 3 | 159.27 | 5.14 | https://re.jrc.ec.europa.eu/api/v5_3/PVcalc?lat=30.0444&lon=31.2357&peakpower=1&loss=14&angle=25&aspect=15&outputformat=json&raddatabase=PVGIS-SARAH3&pvtechchoice=crystSi&mountingplace=free&usehorizon=1
25 | 195 | 4 | 162.97 | 5.43 | https://re.jrc.ec.europa.eu/api/v5_3/PVcalc?lat=30.0444&lon=31.2357&peakpower=1&loss=14&angle=25&aspect=15&outputformat=json&raddatabase=PVGIS-SARAH3&pvtechchoice=crystSi&mountingplace=free&usehorizon=1
25 | 195 | 5 | 167.77 | 5.41 | https://re.jrc.ec.europa.eu/api/v5_3/PVcalc?lat=30.0444&lon=31.2357&peakpower=1&loss=14&angle=25&aspect=15&outputformat=json&raddatabase=PVGIS-SARAH3&pvtechchoice=crystSi&mountingplace=free&usehorizon=1
25 | 195 | 6 | 165.79 | 5.53 | https://re.jrc.ec.europa.eu/api/v5_3/PVcalc?lat=30.0444&lon=31.2357&peakpower=1&loss=14&angle=25&aspect=15&outputformat=json&raddatabase=PVGIS-SARAH3&pvtechchoice=crystSi&mountingplace=free&usehorizon=1
25 | 195 | 7 | 171.63 | 5.54 | https://re.jrc.ec.europa.eu/api/v5_3/PVcalc?lat=30.0444&lon=31.2357&peakpower=1&loss=14&angle=25&aspect=15&outputformat=json&raddatabase=PVGIS-SARAH3&pvtechchoice=crystSi&mountingplace=free&usehorizon=1
25 | 195 | 8 | 170.83 | 5.51 | https://re.jrc.ec.europa.eu/api/v5_3/PVcalc?lat=30.0444&lon=31.2357&peakpower=1&loss=14&angle=25&aspect=15&outputformat=json&raddatabase=PVGIS-SARAH3&pvtechchoice=crystSi&mountingplace=free&usehorizon=1
25 | 195 | 9 | 161.15 | 5.37 | https://re.jrc.ec.europa.eu/api/v5_3/PVcalc?lat=30.0444&lon=31.2357&peakpower=1&loss=14&angle=25&aspect=15&outputformat=json&raddatabase=PVGIS-SARAH3&pvtechchoice=crystSi&mountingplace=free&usehorizon=1
25 | 195 | 10 | 150.38 | 4.85 | https://re.jrc.ec.europa.eu/api/v5_3/PVcalc?lat=30.0444&lon=31.2357&peakpower=1&loss=14&angle=25&aspect=15&outputformat=json&raddatabase=PVGIS-SARAH3&pvtechchoice=crystSi&mountingplace=free&usehorizon=1
25 | 195 | 11 | 130.34 | 4.34 | https://re.jrc.ec.europa.eu/api/v5_3/PVcalc?lat=30.0444&lon=31.2357&peakpower=1&loss=14&angle=25&aspect=15&outputformat=json&raddatabase=PVGIS-SARAH3&pvtechchoice=crystSi&mountingplace=free&usehorizon=1
25 | 195 | 12 | 122.85 | 3.96 | https://re.jrc.ec.europa.eu/api/v5_3/PVcalc?lat=30.0444&lon=31.2357&peakpower=1&loss=14&angle=25&aspect=15&outputformat=json&raddatabase=PVGIS-SARAH3&pvtechchoice=crystSi&mountingplace=free&usehorizon=1
25 | 210 | 1 | 119.83 | 3.87 | https://re.jrc.ec.europa.eu/api/v5_3/PVcalc?lat=30.0444&lon=31.2357&peakpower=1&loss=14&angle=25&aspect=30&outputformat=json&raddatabase=PVGIS-SARAH3&pvtechchoice=crystSi&mountingplace=free&usehorizon=1
25 | 210 | 2 | 121.03 | 4.32 | https://re.jrc.ec.europa.eu/api/v5_3/PVcalc?lat=30.0444&lon=31.2357&peakpower=1&loss=14&angle=25&aspect=30&outputformat=json&raddatabase=PVGIS-SARAH3&pvtechchoice=crystSi&mountingplace=free&usehorizon=1
25 | 210 | 3 | 156.76 | 5.06 | https://re.jrc.ec.europa.eu/api/v5_3/PVcalc?lat=30.0444&lon=31.2357&peakpower=1&loss=14&angle=25&aspect=30&outputformat=json&raddatabase=PVGIS-SARAH3&pvtechchoice=crystSi&mountingplace=free&usehorizon=1
25 | 210 | 4 | 162.1 | 5.4 | https://re.jrc.ec.europa.eu/api/v5_3/PVcalc?lat=30.0444&lon=31.2357&peakpower=1&loss=14&angle=25&aspect=30&outputformat=json&raddatabase=PVGIS-SARAH3&pvtechchoice=crystSi&mountingplace=free&usehorizon=1
25 | 210 | 5 | 168.51 | 5.44 | https://re.jrc.ec.europa.eu/api/v5_3/PVcalc?lat=30.0444&lon=31.2357&peakpower=1&loss=14&angle=25&aspect=30&outputformat=json&raddatabase=PVGIS-SARAH3&pvtechchoice=crystSi&mountingplace=free&usehorizon=1
25 | 210 | 6 | 167.68 | 5.59 | https://re.jrc.ec.europa.eu/api/v5_3/PVcalc?lat=30.0444&lon=31.2357&peakpower=1&loss=14&angle=25&aspect=30&outputformat=json&raddatabase=PVGIS-SARAH3&pvtechchoice=crystSi&mountingplace=free&usehorizon=1
25 | 210 | 7 | 173.47 | 5.6 | https://re.jrc.ec.europa.eu/api/v5_3/PVcalc?lat=30.0444&lon=31.2357&peakpower=1&loss=14&angle=25&aspect=30&outputformat=json&raddatabase=PVGIS-SARAH3&pvtechchoice=crystSi&mountingplace=free&usehorizon=1
25 | 210 | 8 | 171.16 | 5.52 | https://re.jrc.ec.europa.eu/api/v5_3/PVcalc?lat=30.0444&lon=31.2357&peakpower=1&loss=14&angle=25&aspect=30&outputformat=json&raddatabase=PVGIS-SARAH3&pvtechchoice=crystSi&mountingplace=free&usehorizon=1
25 | 210 | 9 | 159.6 | 5.32 | https://re.jrc.ec.europa.eu/api/v5_3/PVcalc?lat=30.0444&lon=31.2357&peakpower=1&loss=14&angle=25&aspect=30&outputformat=json&raddatabase=PVGIS-SARAH3&pvtechchoice=crystSi&mountingplace=free&usehorizon=1
25 | 210 | 10 | 146.75 | 4.73 | https://re.jrc.ec.europa.eu/api/v5_3/PVcalc?lat=30.0444&lon=31.2357&peakpower=1&loss=14&angle=25&aspect=30&outputformat=json&raddatabase=PVGIS-SARAH3&pvtechchoice=crystSi&mountingplace=free&usehorizon=1
25 | 210 | 11 | 125.77 | 4.19 | https://re.jrc.ec.europa.eu/api/v5_3/PVcalc?lat=30.0444&lon=31.2357&peakpower=1&loss=14&angle=25&aspect=30&outputformat=json&raddatabase=PVGIS-SARAH3&pvtechchoice=crystSi&mountingplace=free&usehorizon=1
25 | 210 | 12 | 117.95 | 3.8 | https://re.jrc.ec.europa.eu/api/v5_3/PVcalc?lat=30.0444&lon=31.2357&peakpower=1&loss=14&angle=25&aspect=30&outputformat=json&raddatabase=PVGIS-SARAH3&pvtechchoice=crystSi&mountingplace=free&usehorizon=1
25 | 225 | 1 | 112.68 | 3.63 | https://re.jrc.ec.europa.eu/api/v5_3/PVcalc?lat=30.0444&lon=31.2357&peakpower=1&loss=14&angle=25&aspect=45&outputformat=json&raddatabase=PVGIS-SARAH3&pvtechchoice=crystSi&mountingplace=free&usehorizon=1
25 | 225 | 2 | 115.7 | 4.13 | https://re.jrc.ec.europa.eu/api/v5_3/PVcalc?lat=30.0444&lon=31.2357&peakpower=1&loss=14&angle=25&aspect=45&outputformat=json&raddatabase=PVGIS-SARAH3&pvtechchoice=crystSi&mountingplace=free&usehorizon=1
25 | 225 | 3 | 152.97 | 4.93 | https://re.jrc.ec.europa.eu/api/v5_3/PVcalc?lat=30.0444&lon=31.2357&peakpower=1&loss=14&angle=25&aspect=45&outputformat=json&raddatabase=PVGIS-SARAH3&pvtechchoice=crystSi&mountingplace=free&usehorizon=1
25 | 225 | 4 | 160.24 | 5.34 | https://re.jrc.ec.europa.eu/api/v5_3/PVcalc?lat=30.0444&lon=31.2357&peakpower=1&loss=14&angle=25&aspect=45&outputformat=json&raddatabase=PVGIS-SARAH3&pvtechchoice=crystSi&mountingplace=free&usehorizon=1
25 | 225 | 5 | 168.73 | 5.44 | https://re.jrc.ec.europa.eu/api/v5_3/PVcalc?lat=30.0444&lon=31.2357&peakpower=1&loss=14&angle=25&aspect=45&outputformat=json&raddatabase=PVGIS-SARAH3&pvtechchoice=crystSi&mountingplace=free&usehorizon=1
25 | 225 | 6 | 169.54 | 5.65 | https://re.jrc.ec.europa.eu/api/v5_3/PVcalc?lat=30.0444&lon=31.2357&peakpower=1&loss=14&angle=25&aspect=45&outputformat=json&raddatabase=PVGIS-SARAH3&pvtechchoice=crystSi&mountingplace=free&usehorizon=1
25 | 225 | 7 | 175.1 | 5.65 | https://re.jrc.ec.europa.eu/api/v5_3/PVcalc?lat=30.0444&lon=31.2357&peakpower=1&loss=14&angle=25&aspect=45&outputformat=json&raddatabase=PVGIS-SARAH3&pvtechchoice=crystSi&mountingplace=free&usehorizon=1
25 | 225 | 8 | 170.67 | 5.51 | https://re.jrc.ec.europa.eu/api/v5_3/PVcalc?lat=30.0444&lon=31.2357&peakpower=1&loss=14&angle=25&aspect=45&outputformat=json&raddatabase=PVGIS-SARAH3&pvtechchoice=crystSi&mountingplace=free&usehorizon=1
25 | 225 | 9 | 156.47 | 5.22 | https://re.jrc.ec.europa.eu/api/v5_3/PVcalc?lat=30.0444&lon=31.2357&peakpower=1&loss=14&angle=25&aspect=45&outputformat=json&raddatabase=PVGIS-SARAH3&pvtechchoice=crystSi&mountingplace=free&usehorizon=1
25 | 225 | 10 | 141 | 4.55 | https://re.jrc.ec.europa.eu/api/v5_3/PVcalc?lat=30.0444&lon=31.2357&peakpower=1&loss=14&angle=25&aspect=45&outputformat=json&raddatabase=PVGIS-SARAH3&pvtechchoice=crystSi&mountingplace=free&usehorizon=1
25 | 225 | 11 | 118.89 | 3.96 | https://re.jrc.ec.europa.eu/api/v5_3/PVcalc?lat=30.0444&lon=31.2357&peakpower=1&loss=14&angle=25&aspect=45&outputformat=json&raddatabase=PVGIS-SARAH3&pvtechchoice=crystSi&mountingplace=free&usehorizon=1
25 | 225 | 12 | 110.58 | 3.57 | https://re.jrc.ec.europa.eu/api/v5_3/PVcalc?lat=30.0444&lon=31.2357&peakpower=1&loss=14&angle=25&aspect=45&outputformat=json&raddatabase=PVGIS-SARAH3&pvtechchoice=crystSi&mountingplace=free&usehorizon=1
25 | 240 | 1 | 103.67 | 3.34 | https://re.jrc.ec.europa.eu/api/v5_3/PVcalc?lat=30.0444&lon=31.2357&peakpower=1&loss=14&angle=25&aspect=60&outputformat=json&raddatabase=PVGIS-SARAH3&pvtechchoice=crystSi&mountingplace=free&usehorizon=1
25 | 240 | 2 | 108.81 | 3.89 | https://re.jrc.ec.europa.eu/api/v5_3/PVcalc?lat=30.0444&lon=31.2357&peakpower=1&loss=14&angle=25&aspect=60&outputformat=json&raddatabase=PVGIS-SARAH3&pvtechchoice=crystSi&mountingplace=free&usehorizon=1
25 | 240 | 3 | 147.61 | 4.76 | https://re.jrc.ec.europa.eu/api/v5_3/PVcalc?lat=30.0444&lon=31.2357&peakpower=1&loss=14&angle=25&aspect=60&outputformat=json&raddatabase=PVGIS-SARAH3&pvtechchoice=crystSi&mountingplace=free&usehorizon=1
25 | 240 | 4 | 158.04 | 5.27 | https://re.jrc.ec.europa.eu/api/v5_3/PVcalc?lat=30.0444&lon=31.2357&peakpower=1&loss=14&angle=25&aspect=60&outputformat=json&raddatabase=PVGIS-SARAH3&pvtechchoice=crystSi&mountingplace=free&usehorizon=1
25 | 240 | 5 | 168.59 | 5.44 | https://re.jrc.ec.europa.eu/api/v5_3/PVcalc?lat=30.0444&lon=31.2357&peakpower=1&loss=14&angle=25&aspect=60&outputformat=json&raddatabase=PVGIS-SARAH3&pvtechchoice=crystSi&mountingplace=free&usehorizon=1
25 | 240 | 6 | 171.2 | 5.71 | https://re.jrc.ec.europa.eu/api/v5_3/PVcalc?lat=30.0444&lon=31.2357&peakpower=1&loss=14&angle=25&aspect=60&outputformat=json&raddatabase=PVGIS-SARAH3&pvtechchoice=crystSi&mountingplace=free&usehorizon=1
25 | 240 | 7 | 176.4 | 5.69 | https://re.jrc.ec.europa.eu/api/v5_3/PVcalc?lat=30.0444&lon=31.2357&peakpower=1&loss=14&angle=25&aspect=60&outputformat=json&raddatabase=PVGIS-SARAH3&pvtechchoice=crystSi&mountingplace=free&usehorizon=1
25 | 240 | 8 | 170.1 | 5.49 | https://re.jrc.ec.europa.eu/api/v5_3/PVcalc?lat=30.0444&lon=31.2357&peakpower=1&loss=14&angle=25&aspect=60&outputformat=json&raddatabase=PVGIS-SARAH3&pvtechchoice=crystSi&mountingplace=free&usehorizon=1
25 | 240 | 9 | 152.76 | 5.09 | https://re.jrc.ec.europa.eu/api/v5_3/PVcalc?lat=30.0444&lon=31.2357&peakpower=1&loss=14&angle=25&aspect=60&outputformat=json&raddatabase=PVGIS-SARAH3&pvtechchoice=crystSi&mountingplace=free&usehorizon=1
25 | 240 | 10 | 134.28 | 4.33 | https://re.jrc.ec.europa.eu/api/v5_3/PVcalc?lat=30.0444&lon=31.2357&peakpower=1&loss=14&angle=25&aspect=60&outputformat=json&raddatabase=PVGIS-SARAH3&pvtechchoice=crystSi&mountingplace=free&usehorizon=1
25 | 240 | 11 | 110.42 | 3.68 | https://re.jrc.ec.europa.eu/api/v5_3/PVcalc?lat=30.0444&lon=31.2357&peakpower=1&loss=14&angle=25&aspect=60&outputformat=json&raddatabase=PVGIS-SARAH3&pvtechchoice=crystSi&mountingplace=free&usehorizon=1
25 | 240 | 12 | 101.13 | 3.26 | https://re.jrc.ec.europa.eu/api/v5_3/PVcalc?lat=30.0444&lon=31.2357&peakpower=1&loss=14&angle=25&aspect=60&outputformat=json&raddatabase=PVGIS-SARAH3&pvtechchoice=crystSi&mountingplace=free&usehorizon=1
25 | 255 | 1 | 94.19 | 3.04 | https://re.jrc.ec.europa.eu/api/v5_3/PVcalc?lat=30.0444&lon=31.2357&peakpower=1&loss=14&angle=25&aspect=75&outputformat=json&raddatabase=PVGIS-SARAH3&pvtechchoice=crystSi&mountingplace=free&usehorizon=1
25 | 255 | 2 | 101.49 | 3.62 | https://re.jrc.ec.europa.eu/api/v5_3/PVcalc?lat=30.0444&lon=31.2357&peakpower=1&loss=14&angle=25&aspect=75&outputformat=json&raddatabase=PVGIS-SARAH3&pvtechchoice=crystSi&mountingplace=free&usehorizon=1
25 | 255 | 3 | 141.06 | 4.55 | https://re.jrc.ec.europa.eu/api/v5_3/PVcalc?lat=30.0444&lon=31.2357&peakpower=1&loss=14&angle=25&aspect=75&outputformat=json&raddatabase=PVGIS-SARAH3&pvtechchoice=crystSi&mountingplace=free&usehorizon=1
25 | 255 | 4 | 154.95 | 5.16 | https://re.jrc.ec.europa.eu/api/v5_3/PVcalc?lat=30.0444&lon=31.2357&peakpower=1&loss=14&angle=25&aspect=75&outputformat=json&raddatabase=PVGIS-SARAH3&pvtechchoice=crystSi&mountingplace=free&usehorizon=1
25 | 255 | 5 | 168.18 | 5.43 | https://re.jrc.ec.europa.eu/api/v5_3/PVcalc?lat=30.0444&lon=31.2357&peakpower=1&loss=14&angle=25&aspect=75&outputformat=json&raddatabase=PVGIS-SARAH3&pvtechchoice=crystSi&mountingplace=free&usehorizon=1
25 | 255 | 6 | 172.49 | 5.75 | https://re.jrc.ec.europa.eu/api/v5_3/PVcalc?lat=30.0444&lon=31.2357&peakpower=1&loss=14&angle=25&aspect=75&outputformat=json&raddatabase=PVGIS-SARAH3&pvtechchoice=crystSi&mountingplace=free&usehorizon=1
25 | 255 | 7 | 177.51 | 5.73 | https://re.jrc.ec.europa.eu/api/v5_3/PVcalc?lat=30.0444&lon=31.2357&peakpower=1&loss=14&angle=25&aspect=75&outputformat=json&raddatabase=PVGIS-SARAH3&pvtechchoice=crystSi&mountingplace=free&usehorizon=1
25 | 255 | 8 | 168.09 | 5.42 | https://re.jrc.ec.europa.eu/api/v5_3/PVcalc?lat=30.0444&lon=31.2357&peakpower=1&loss=14&angle=25&aspect=75&outputformat=json&raddatabase=PVGIS-SARAH3&pvtechchoice=crystSi&mountingplace=free&usehorizon=1
25 | 255 | 9 | 147.43 | 4.91 | https://re.jrc.ec.europa.eu/api/v5_3/PVcalc?lat=30.0444&lon=31.2357&peakpower=1&loss=14&angle=25&aspect=75&outputformat=json&raddatabase=PVGIS-SARAH3&pvtechchoice=crystSi&mountingplace=free&usehorizon=1
25 | 255 | 10 | 125.85 | 4.06 | https://re.jrc.ec.europa.eu/api/v5_3/PVcalc?lat=30.0444&lon=31.2357&peakpower=1&loss=14&angle=25&aspect=75&outputformat=json&raddatabase=PVGIS-SARAH3&pvtechchoice=crystSi&mountingplace=free&usehorizon=1
25 | 255 | 11 | 100.4 | 3.35 | https://re.jrc.ec.europa.eu/api/v5_3/PVcalc?lat=30.0444&lon=31.2357&peakpower=1&loss=14&angle=25&aspect=75&outputformat=json&raddatabase=PVGIS-SARAH3&pvtechchoice=crystSi&mountingplace=free&usehorizon=1
25 | 255 | 12 | 90.83 | 2.93 | https://re.jrc.ec.europa.eu/api/v5_3/PVcalc?lat=30.0444&lon=31.2357&peakpower=1&loss=14&angle=25&aspect=75&outputformat=json&raddatabase=PVGIS-SARAH3&pvtechchoice=crystSi&mountingplace=free&usehorizon=1
25 | 270 | 1 | 83.53 | 2.69 | https://re.jrc.ec.europa.eu/api/v5_3/PVcalc?lat=30.0444&lon=31.2357&peakpower=1&loss=14&angle=25&aspect=90&outputformat=json&raddatabase=PVGIS-SARAH3&pvtechchoice=crystSi&mountingplace=free&usehorizon=1
25 | 270 | 2 | 93.41 | 3.34 | https://re.jrc.ec.europa.eu/api/v5_3/PVcalc?lat=30.0444&lon=31.2357&peakpower=1&loss=14&angle=25&aspect=90&outputformat=json&raddatabase=PVGIS-SARAH3&pvtechchoice=crystSi&mountingplace=free&usehorizon=1
25 | 270 | 3 | 133.99 | 4.32 | https://re.jrc.ec.europa.eu/api/v5_3/PVcalc?lat=30.0444&lon=31.2357&peakpower=1&loss=14&angle=25&aspect=90&outputformat=json&raddatabase=PVGIS-SARAH3&pvtechchoice=crystSi&mountingplace=free&usehorizon=1
25 | 270 | 4 | 151.01 | 5.03 | https://re.jrc.ec.europa.eu/api/v5_3/PVcalc?lat=30.0444&lon=31.2357&peakpower=1&loss=14&angle=25&aspect=90&outputformat=json&raddatabase=PVGIS-SARAH3&pvtechchoice=crystSi&mountingplace=free&usehorizon=1
25 | 270 | 5 | 167.25 | 5.4 | https://re.jrc.ec.europa.eu/api/v5_3/PVcalc?lat=30.0444&lon=31.2357&peakpower=1&loss=14&angle=25&aspect=90&outputformat=json&raddatabase=PVGIS-SARAH3&pvtechchoice=crystSi&mountingplace=free&usehorizon=1
25 | 270 | 6 | 173.3 | 5.78 | https://re.jrc.ec.europa.eu/api/v5_3/PVcalc?lat=30.0444&lon=31.2357&peakpower=1&loss=14&angle=25&aspect=90&outputformat=json&raddatabase=PVGIS-SARAH3&pvtechchoice=crystSi&mountingplace=free&usehorizon=1
25 | 270 | 7 | 177.5 | 5.73 | https://re.jrc.ec.europa.eu/api/v5_3/PVcalc?lat=30.0444&lon=31.2357&peakpower=1&loss=14&angle=25&aspect=90&outputformat=json&raddatabase=PVGIS-SARAH3&pvtechchoice=crystSi&mountingplace=free&usehorizon=1
25 | 270 | 8 | 165.27 | 5.33 | https://re.jrc.ec.europa.eu/api/v5_3/PVcalc?lat=30.0444&lon=31.2357&peakpower=1&loss=14&angle=25&aspect=90&outputformat=json&raddatabase=PVGIS-SARAH3&pvtechchoice=crystSi&mountingplace=free&usehorizon=1
25 | 270 | 9 | 141.18 | 4.71 | https://re.jrc.ec.europa.eu/api/v5_3/PVcalc?lat=30.0444&lon=31.2357&peakpower=1&loss=14&angle=25&aspect=90&outputformat=json&raddatabase=PVGIS-SARAH3&pvtechchoice=crystSi&mountingplace=free&usehorizon=1
25 | 270 | 10 | 116.54 | 3.76 | https://re.jrc.ec.europa.eu/api/v5_3/PVcalc?lat=30.0444&lon=31.2357&peakpower=1&loss=14&angle=25&aspect=90&outputformat=json&raddatabase=PVGIS-SARAH3&pvtechchoice=crystSi&mountingplace=free&usehorizon=1
25 | 270 | 11 | 90.2 | 3.01 | https://re.jrc.ec.europa.eu/api/v5_3/PVcalc?lat=30.0444&lon=31.2357&peakpower=1&loss=14&angle=25&aspect=90&outputformat=json&raddatabase=PVGIS-SARAH3&pvtechchoice=crystSi&mountingplace=free&usehorizon=1
25 | 270 | 12 | 79.76 | 2.57 | https://re.jrc.ec.europa.eu/api/v5_3/PVcalc?lat=30.0444&lon=31.2357&peakpower=1&loss=14&angle=25&aspect=90&outputformat=json&raddatabase=PVGIS-SARAH3&pvtechchoice=crystSi&mountingplace=free&usehorizon=1
25 | 285 | 1 | 72.66 | 2.34 | https://re.jrc.ec.europa.eu/api/v5_3/PVcalc?lat=30.0444&lon=31.2357&peakpower=1&loss=14&angle=25&aspect=105&outputformat=json&raddatabase=PVGIS-SARAH3&pvtechchoice=crystSi&mountingplace=free&usehorizon=1
25 | 285 | 2 | 84.83 | 3.03 | https://re.jrc.ec.europa.eu/api/v5_3/PVcalc?lat=30.0444&lon=31.2357&peakpower=1&loss=14&angle=25&aspect=105&outputformat=json&raddatabase=PVGIS-SARAH3&pvtechchoice=crystSi&mountingplace=free&usehorizon=1
25 | 285 | 3 | 126.39 | 4.08 | https://re.jrc.ec.europa.eu/api/v5_3/PVcalc?lat=30.0444&lon=31.2357&peakpower=1&loss=14&angle=25&aspect=105&outputformat=json&raddatabase=PVGIS-SARAH3&pvtechchoice=crystSi&mountingplace=free&usehorizon=1
25 | 285 | 4 | 146.66 | 4.89 | https://re.jrc.ec.europa.eu/api/v5_3/PVcalc?lat=30.0444&lon=31.2357&peakpower=1&loss=14&angle=25&aspect=105&outputformat=json&raddatabase=PVGIS-SARAH3&pvtechchoice=crystSi&mountingplace=free&usehorizon=1
25 | 285 | 5 | 165.77 | 5.35 | https://re.jrc.ec.europa.eu/api/v5_3/PVcalc?lat=30.0444&lon=31.2357&peakpower=1&loss=14&angle=25&aspect=105&outputformat=json&raddatabase=PVGIS-SARAH3&pvtechchoice=crystSi&mountingplace=free&usehorizon=1
25 | 285 | 6 | 173.68 | 5.79 | https://re.jrc.ec.europa.eu/api/v5_3/PVcalc?lat=30.0444&lon=31.2357&peakpower=1&loss=14&angle=25&aspect=105&outputformat=json&raddatabase=PVGIS-SARAH3&pvtechchoice=crystSi&mountingplace=free&usehorizon=1
25 | 285 | 7 | 176.74 | 5.7 | https://re.jrc.ec.europa.eu/api/v5_3/PVcalc?lat=30.0444&lon=31.2357&peakpower=1&loss=14&angle=25&aspect=105&outputformat=json&raddatabase=PVGIS-SARAH3&pvtechchoice=crystSi&mountingplace=free&usehorizon=1
25 | 285 | 8 | 161.82 | 5.22 | https://re.jrc.ec.europa.eu/api/v5_3/PVcalc?lat=30.0444&lon=31.2357&peakpower=1&loss=14&angle=25&aspect=105&outputformat=json&raddatabase=PVGIS-SARAH3&pvtechchoice=crystSi&mountingplace=free&usehorizon=1
25 | 285 | 9 | 134.37 | 4.48 | https://re.jrc.ec.europa.eu/api/v5_3/PVcalc?lat=30.0444&lon=31.2357&peakpower=1&loss=14&angle=25&aspect=105&outputformat=json&raddatabase=PVGIS-SARAH3&pvtechchoice=crystSi&mountingplace=free&usehorizon=1
25 | 285 | 10 | 106.99 | 3.45 | https://re.jrc.ec.europa.eu/api/v5_3/PVcalc?lat=30.0444&lon=31.2357&peakpower=1&loss=14&angle=25&aspect=105&outputformat=json&raddatabase=PVGIS-SARAH3&pvtechchoice=crystSi&mountingplace=free&usehorizon=1
25 | 285 | 11 | 79.57 | 2.65 | https://re.jrc.ec.europa.eu/api/v5_3/PVcalc?lat=30.0444&lon=31.2357&peakpower=1&loss=14&angle=25&aspect=105&outputformat=json&raddatabase=PVGIS-SARAH3&pvtechchoice=crystSi&mountingplace=free&usehorizon=1
25 | 285 | 12 | 68.22 | 2.2 | https://re.jrc.ec.europa.eu/api/v5_3/PVcalc?lat=30.0444&lon=31.2357&peakpower=1&loss=14&angle=25&aspect=105&outputformat=json&raddatabase=PVGIS-SARAH3&pvtechchoice=crystSi&mountingplace=free&usehorizon=1
25 | 300 | 1 | 62.71 | 2.02 | https://re.jrc.ec.europa.eu/api/v5_3/PVcalc?lat=30.0444&lon=31.2357&peakpower=1&loss=14&angle=25&aspect=120&outputformat=json&raddatabase=PVGIS-SARAH3&pvtechchoice=crystSi&mountingplace=free&usehorizon=1
25 | 300 | 2 | 76.37 | 2.73 | https://re.jrc.ec.europa.eu/api/v5_3/PVcalc?lat=30.0444&lon=31.2357&peakpower=1&loss=14&angle=25&aspect=120&outputformat=json&raddatabase=PVGIS-SARAH3&pvtechchoice=crystSi&mountingplace=free&usehorizon=1
25 | 300 | 3 | 118.53 | 3.82 | https://re.jrc.ec.europa.eu/api/v5_3/PVcalc?lat=30.0444&lon=31.2357&peakpower=1&loss=14&angle=25&aspect=120&outputformat=json&raddatabase=PVGIS-SARAH3&pvtechchoice=crystSi&mountingplace=free&usehorizon=1
25 | 300 | 4 | 141.98 | 4.73 | https://re.jrc.ec.europa.eu/api/v5_3/PVcalc?lat=30.0444&lon=31.2357&peakpower=1&loss=14&angle=25&aspect=120&outputformat=json&raddatabase=PVGIS-SARAH3&pvtechchoice=crystSi&mountingplace=free&usehorizon=1
25 | 300 | 5 | 164.36 | 5.3 | https://re.jrc.ec.europa.eu/api/v5_3/PVcalc?lat=30.0444&lon=31.2357&peakpower=1&loss=14&angle=25&aspect=120&outputformat=json&raddatabase=PVGIS-SARAH3&pvtechchoice=crystSi&mountingplace=free&usehorizon=1
25 | 300 | 6 | 173.79 | 5.79 | https://re.jrc.ec.europa.eu/api/v5_3/PVcalc?lat=30.0444&lon=31.2357&peakpower=1&loss=14&angle=25&aspect=120&outputformat=json&raddatabase=PVGIS-SARAH3&pvtechchoice=crystSi&mountingplace=free&usehorizon=1
25 | 300 | 7 | 175.97 | 5.68 | https://re.jrc.ec.europa.eu/api/v5_3/PVcalc?lat=30.0444&lon=31.2357&peakpower=1&loss=14&angle=25&aspect=120&outputformat=json&raddatabase=PVGIS-SARAH3&pvtechchoice=crystSi&mountingplace=free&usehorizon=1
25 | 300 | 8 | 157.73 | 5.09 | https://re.jrc.ec.europa.eu/api/v5_3/PVcalc?lat=30.0444&lon=31.2357&peakpower=1&loss=14&angle=25&aspect=120&outputformat=json&raddatabase=PVGIS-SARAH3&pvtechchoice=crystSi&mountingplace=free&usehorizon=1
25 | 300 | 9 | 127.39 | 4.25 | https://re.jrc.ec.europa.eu/api/v5_3/PVcalc?lat=30.0444&lon=31.2357&peakpower=1&loss=14&angle=25&aspect=120&outputformat=json&raddatabase=PVGIS-SARAH3&pvtechchoice=crystSi&mountingplace=free&usehorizon=1
25 | 300 | 10 | 97.47 | 3.14 | https://re.jrc.ec.europa.eu/api/v5_3/PVcalc?lat=30.0444&lon=31.2357&peakpower=1&loss=14&angle=25&aspect=120&outputformat=json&raddatabase=PVGIS-SARAH3&pvtechchoice=crystSi&mountingplace=free&usehorizon=1
25 | 300 | 11 | 68.71 | 2.29 | https://re.jrc.ec.europa.eu/api/v5_3/PVcalc?lat=30.0444&lon=31.2357&peakpower=1&loss=14&angle=25&aspect=120&outputformat=json&raddatabase=PVGIS-SARAH3&pvtechchoice=crystSi&mountingplace=free&usehorizon=1
25 | 300 | 12 | 57.44 | 1.85 | https://re.jrc.ec.europa.eu/api/v5_3/PVcalc?lat=30.0444&lon=31.2357&peakpower=1&loss=14&angle=25&aspect=120&outputformat=json&raddatabase=PVGIS-SARAH3&pvtechchoice=crystSi&mountingplace=free&usehorizon=1
25 | 315 | 1 | 53.12 | 1.71 | https://re.jrc.ec.europa.eu/api/v5_3/PVcalc?lat=30.0444&lon=31.2357&peakpower=1&loss=14&angle=25&aspect=135&outputformat=json&raddatabase=PVGIS-SARAH3&pvtechchoice=crystSi&mountingplace=free&usehorizon=1
25 | 315 | 2 | 68.46 | 2.44 | https://re.jrc.ec.europa.eu/api/v5_3/PVcalc?lat=30.0444&lon=31.2357&peakpower=1&loss=14&angle=25&aspect=135&outputformat=json&raddatabase=PVGIS-SARAH3&pvtechchoice=crystSi&mountingplace=free&usehorizon=1
25 | 315 | 3 | 110.96 | 3.58 | https://re.jrc.ec.europa.eu/api/v5_3/PVcalc?lat=30.0444&lon=31.2357&peakpower=1&loss=14&angle=25&aspect=135&outputformat=json&raddatabase=PVGIS-SARAH3&pvtechchoice=crystSi&mountingplace=free&usehorizon=1
25 | 315 | 4 | 137.68 | 4.59 | https://re.jrc.ec.europa.eu/api/v5_3/PVcalc?lat=30.0444&lon=31.2357&peakpower=1&loss=14&angle=25&aspect=135&outputformat=json&raddatabase=PVGIS-SARAH3&pvtechchoice=crystSi&mountingplace=free&usehorizon=1
25 | 315 | 5 | 162.96 | 5.26 | https://re.jrc.ec.europa.eu/api/v5_3/PVcalc?lat=30.0444&lon=31.2357&peakpower=1&loss=14&angle=25&aspect=135&outputformat=json&raddatabase=PVGIS-SARAH3&pvtechchoice=crystSi&mountingplace=free&usehorizon=1
25 | 315 | 6 | 173.52 | 5.78 | https://re.jrc.ec.europa.eu/api/v5_3/PVcalc?lat=30.0444&lon=31.2357&peakpower=1&loss=14&angle=25&aspect=135&outputformat=json&raddatabase=PVGIS-SARAH3&pvtechchoice=crystSi&mountingplace=free&usehorizon=1
25 | 315 | 7 | 174.97 | 5.64 | https://re.jrc.ec.europa.eu/api/v5_3/PVcalc?lat=30.0444&lon=31.2357&peakpower=1&loss=14&angle=25&aspect=135&outputformat=json&raddatabase=PVGIS-SARAH3&pvtechchoice=crystSi&mountingplace=free&usehorizon=1
25 | 315 | 8 | 153.98 | 4.97 | https://re.jrc.ec.europa.eu/api/v5_3/PVcalc?lat=30.0444&lon=31.2357&peakpower=1&loss=14&angle=25&aspect=135&outputformat=json&raddatabase=PVGIS-SARAH3&pvtechchoice=crystSi&mountingplace=free&usehorizon=1
25 | 315 | 9 | 120.6 | 4.02 | https://re.jrc.ec.europa.eu/api/v5_3/PVcalc?lat=30.0444&lon=31.2357&peakpower=1&loss=14&angle=25&aspect=135&outputformat=json&raddatabase=PVGIS-SARAH3&pvtechchoice=crystSi&mountingplace=free&usehorizon=1
25 | 315 | 10 | 88.22 | 2.85 | https://re.jrc.ec.europa.eu/api/v5_3/PVcalc?lat=30.0444&lon=31.2357&peakpower=1&loss=14&angle=25&aspect=135&outputformat=json&raddatabase=PVGIS-SARAH3&pvtechchoice=crystSi&mountingplace=free&usehorizon=1
25 | 315 | 11 | 58.49 | 1.95 | https://re.jrc.ec.europa.eu/api/v5_3/PVcalc?lat=30.0444&lon=31.2357&peakpower=1&loss=14&angle=25&aspect=135&outputformat=json&raddatabase=PVGIS-SARAH3&pvtechchoice=crystSi&mountingplace=free&usehorizon=1
25 | 315 | 12 | 47.47 | 1.53 | https://re.jrc.ec.europa.eu/api/v5_3/PVcalc?lat=30.0444&lon=31.2357&peakpower=1&loss=14&angle=25&aspect=135&outputformat=json&raddatabase=PVGIS-SARAH3&pvtechchoice=crystSi&mountingplace=free&usehorizon=1
25 | 330 | 1 | 44.58 | 1.44 | https://re.jrc.ec.europa.eu/api/v5_3/PVcalc?lat=30.0444&lon=31.2357&peakpower=1&loss=14&angle=25&aspect=150&outputformat=json&raddatabase=PVGIS-SARAH3&pvtechchoice=crystSi&mountingplace=free&usehorizon=1
25 | 330 | 2 | 61.6 | 2.2 | https://re.jrc.ec.europa.eu/api/v5_3/PVcalc?lat=30.0444&lon=31.2357&peakpower=1&loss=14&angle=25&aspect=150&outputformat=json&raddatabase=PVGIS-SARAH3&pvtechchoice=crystSi&mountingplace=free&usehorizon=1
25 | 330 | 3 | 104.37 | 3.37 | https://re.jrc.ec.europa.eu/api/v5_3/PVcalc?lat=30.0444&lon=31.2357&peakpower=1&loss=14&angle=25&aspect=150&outputformat=json&raddatabase=PVGIS-SARAH3&pvtechchoice=crystSi&mountingplace=free&usehorizon=1
25 | 330 | 4 | 134.27 | 4.48 | https://re.jrc.ec.europa.eu/api/v5_3/PVcalc?lat=30.0444&lon=31.2357&peakpower=1&loss=14&angle=25&aspect=150&outputformat=json&raddatabase=PVGIS-SARAH3&pvtechchoice=crystSi&mountingplace=free&usehorizon=1
25 | 330 | 5 | 162.02 | 5.23 | https://re.jrc.ec.europa.eu/api/v5_3/PVcalc?lat=30.0444&lon=31.2357&peakpower=1&loss=14&angle=25&aspect=150&outputformat=json&raddatabase=PVGIS-SARAH3&pvtechchoice=crystSi&mountingplace=free&usehorizon=1
25 | 330 | 6 | 173.54 | 5.78 | https://re.jrc.ec.europa.eu/api/v5_3/PVcalc?lat=30.0444&lon=31.2357&peakpower=1&loss=14&angle=25&aspect=150&outputformat=json&raddatabase=PVGIS-SARAH3&pvtechchoice=crystSi&mountingplace=free&usehorizon=1
25 | 330 | 7 | 173.98 | 5.61 | https://re.jrc.ec.europa.eu/api/v5_3/PVcalc?lat=30.0444&lon=31.2357&peakpower=1&loss=14&angle=25&aspect=150&outputformat=json&raddatabase=PVGIS-SARAH3&pvtechchoice=crystSi&mountingplace=free&usehorizon=1
25 | 330 | 8 | 150.92 | 4.87 | https://re.jrc.ec.europa.eu/api/v5_3/PVcalc?lat=30.0444&lon=31.2357&peakpower=1&loss=14&angle=25&aspect=150&outputformat=json&raddatabase=PVGIS-SARAH3&pvtechchoice=crystSi&mountingplace=free&usehorizon=1
25 | 330 | 9 | 114.55 | 3.82 | https://re.jrc.ec.europa.eu/api/v5_3/PVcalc?lat=30.0444&lon=31.2357&peakpower=1&loss=14&angle=25&aspect=150&outputformat=json&raddatabase=PVGIS-SARAH3&pvtechchoice=crystSi&mountingplace=free&usehorizon=1
25 | 330 | 10 | 80.12 | 2.58 | https://re.jrc.ec.europa.eu/api/v5_3/PVcalc?lat=30.0444&lon=31.2357&peakpower=1&loss=14&angle=25&aspect=150&outputformat=json&raddatabase=PVGIS-SARAH3&pvtechchoice=crystSi&mountingplace=free&usehorizon=1
25 | 330 | 11 | 49.61 | 1.65 | https://re.jrc.ec.europa.eu/api/v5_3/PVcalc?lat=30.0444&lon=31.2357&peakpower=1&loss=14&angle=25&aspect=150&outputformat=json&raddatabase=PVGIS-SARAH3&pvtechchoice=crystSi&mountingplace=free&usehorizon=1
25 | 330 | 12 | 38.68 | 1.25 | https://re.jrc.ec.europa.eu/api/v5_3/PVcalc?lat=30.0444&lon=31.2357&peakpower=1&loss=14&angle=25&aspect=150&outputformat=json&raddatabase=PVGIS-SARAH3&pvtechchoice=crystSi&mountingplace=free&usehorizon=1
25 | 345 | 1 | 38.22 | 1.23 | https://re.jrc.ec.europa.eu/api/v5_3/PVcalc?lat=30.0444&lon=31.2357&peakpower=1&loss=14&angle=25&aspect=165&outputformat=json&raddatabase=PVGIS-SARAH3&pvtechchoice=crystSi&mountingplace=free&usehorizon=1
25 | 345 | 2 | 56.61 | 2.02 | https://re.jrc.ec.europa.eu/api/v5_3/PVcalc?lat=30.0444&lon=31.2357&peakpower=1&loss=14&angle=25&aspect=165&outputformat=json&raddatabase=PVGIS-SARAH3&pvtechchoice=crystSi&mountingplace=free&usehorizon=1
25 | 345 | 3 | 99.78 | 3.22 | https://re.jrc.ec.europa.eu/api/v5_3/PVcalc?lat=30.0444&lon=31.2357&peakpower=1&loss=14&angle=25&aspect=165&outputformat=json&raddatabase=PVGIS-SARAH3&pvtechchoice=crystSi&mountingplace=free&usehorizon=1
25 | 345 | 4 | 132.08 | 4.4 | https://re.jrc.ec.europa.eu/api/v5_3/PVcalc?lat=30.0444&lon=31.2357&peakpower=1&loss=14&angle=25&aspect=165&outputformat=json&raddatabase=PVGIS-SARAH3&pvtechchoice=crystSi&mountingplace=free&usehorizon=1
25 | 345 | 5 | 161.46 | 5.21 | https://re.jrc.ec.europa.eu/api/v5_3/PVcalc?lat=30.0444&lon=31.2357&peakpower=1&loss=14&angle=25&aspect=165&outputformat=json&raddatabase=PVGIS-SARAH3&pvtechchoice=crystSi&mountingplace=free&usehorizon=1
25 | 345 | 6 | 173.2 | 5.77 | https://re.jrc.ec.europa.eu/api/v5_3/PVcalc?lat=30.0444&lon=31.2357&peakpower=1&loss=14&angle=25&aspect=165&outputformat=json&raddatabase=PVGIS-SARAH3&pvtechchoice=crystSi&mountingplace=free&usehorizon=1
25 | 345 | 7 | 172.83 | 5.58 | https://re.jrc.ec.europa.eu/api/v5_3/PVcalc?lat=30.0444&lon=31.2357&peakpower=1&loss=14&angle=25&aspect=165&outputformat=json&raddatabase=PVGIS-SARAH3&pvtechchoice=crystSi&mountingplace=free&usehorizon=1
25 | 345 | 8 | 148.58 | 4.79 | https://re.jrc.ec.europa.eu/api/v5_3/PVcalc?lat=30.0444&lon=31.2357&peakpower=1&loss=14&angle=25&aspect=165&outputformat=json&raddatabase=PVGIS-SARAH3&pvtechchoice=crystSi&mountingplace=free&usehorizon=1
25 | 345 | 9 | 110.43 | 3.68 | https://re.jrc.ec.europa.eu/api/v5_3/PVcalc?lat=30.0444&lon=31.2357&peakpower=1&loss=14&angle=25&aspect=165&outputformat=json&raddatabase=PVGIS-SARAH3&pvtechchoice=crystSi&mountingplace=free&usehorizon=1
25 | 345 | 10 | 74.21 | 2.39 | https://re.jrc.ec.europa.eu/api/v5_3/PVcalc?lat=30.0444&lon=31.2357&peakpower=1&loss=14&angle=25&aspect=165&outputformat=json&raddatabase=PVGIS-SARAH3&pvtechchoice=crystSi&mountingplace=free&usehorizon=1
25 | 345 | 11 | 42.93 | 1.43 | https://re.jrc.ec.europa.eu/api/v5_3/PVcalc?lat=30.0444&lon=31.2357&peakpower=1&loss=14&angle=25&aspect=165&outputformat=json&raddatabase=PVGIS-SARAH3&pvtechchoice=crystSi&mountingplace=free&usehorizon=1
25 | 345 | 12 | 32.11 | 1.04 | https://re.jrc.ec.europa.eu/api/v5_3/PVcalc?lat=30.0444&lon=31.2357&peakpower=1&loss=14&angle=25&aspect=165&outputformat=json&raddatabase=PVGIS-SARAH3&pvtechchoice=crystSi&mountingplace=free&usehorizon=1
25 | 360 | 1 | 36.46 | 1.18 | https://re.jrc.ec.europa.eu/api/v5_3/PVcalc?lat=30.0444&lon=31.2357&peakpower=1&loss=14&angle=25&aspect=180&outputformat=json&raddatabase=PVGIS-SARAH3&pvtechchoice=crystSi&mountingplace=free&usehorizon=1
25 | 360 | 2 | 55.01 | 1.96 | https://re.jrc.ec.europa.eu/api/v5_3/PVcalc?lat=30.0444&lon=31.2357&peakpower=1&loss=14&angle=25&aspect=180&outputformat=json&raddatabase=PVGIS-SARAH3&pvtechchoice=crystSi&mountingplace=free&usehorizon=1
25 | 360 | 3 | 97.83 | 3.16 | https://re.jrc.ec.europa.eu/api/v5_3/PVcalc?lat=30.0444&lon=31.2357&peakpower=1&loss=14&angle=25&aspect=180&outputformat=json&raddatabase=PVGIS-SARAH3&pvtechchoice=crystSi&mountingplace=free&usehorizon=1
25 | 360 | 4 | 130.84 | 4.36 | https://re.jrc.ec.europa.eu/api/v5_3/PVcalc?lat=30.0444&lon=31.2357&peakpower=1&loss=14&angle=25&aspect=180&outputformat=json&raddatabase=PVGIS-SARAH3&pvtechchoice=crystSi&mountingplace=free&usehorizon=1
25 | 360 | 5 | 160.78 | 5.19 | https://re.jrc.ec.europa.eu/api/v5_3/PVcalc?lat=30.0444&lon=31.2357&peakpower=1&loss=14&angle=25&aspect=180&outputformat=json&raddatabase=PVGIS-SARAH3&pvtechchoice=crystSi&mountingplace=free&usehorizon=1
25 | 360 | 6 | 172.07 | 5.74 | https://re.jrc.ec.europa.eu/api/v5_3/PVcalc?lat=30.0444&lon=31.2357&peakpower=1&loss=14&angle=25&aspect=180&outputformat=json&raddatabase=PVGIS-SARAH3&pvtechchoice=crystSi&mountingplace=free&usehorizon=1
25 | 360 | 7 | 171.05 | 5.52 | https://re.jrc.ec.europa.eu/api/v5_3/PVcalc?lat=30.0444&lon=31.2357&peakpower=1&loss=14&angle=25&aspect=180&outputformat=json&raddatabase=PVGIS-SARAH3&pvtechchoice=crystSi&mountingplace=free&usehorizon=1
25 | 360 | 8 | 146.69 | 4.73 | https://re.jrc.ec.europa.eu/api/v5_3/PVcalc?lat=30.0444&lon=31.2357&peakpower=1&loss=14&angle=25&aspect=180&outputformat=json&raddatabase=PVGIS-SARAH3&pvtechchoice=crystSi&mountingplace=free&usehorizon=1
25 | 360 | 9 | 108.18 | 3.61 | https://re.jrc.ec.europa.eu/api/v5_3/PVcalc?lat=30.0444&lon=31.2357&peakpower=1&loss=14&angle=25&aspect=180&outputformat=json&raddatabase=PVGIS-SARAH3&pvtechchoice=crystSi&mountingplace=free&usehorizon=1
25 | 360 | 10 | 71.86 | 2.32 | https://re.jrc.ec.europa.eu/api/v5_3/PVcalc?lat=30.0444&lon=31.2357&peakpower=1&loss=14&angle=25&aspect=180&outputformat=json&raddatabase=PVGIS-SARAH3&pvtechchoice=crystSi&mountingplace=free&usehorizon=1
25 | 360 | 11 | 40.53 | 1.35 | https://re.jrc.ec.europa.eu/api/v5_3/PVcalc?lat=30.0444&lon=31.2357&peakpower=1&loss=14&angle=25&aspect=180&outputformat=json&raddatabase=PVGIS-SARAH3&pvtechchoice=crystSi&mountingplace=free&usehorizon=1
25 | 360 | 12 | 30.26 | 0.98 | https://re.jrc.ec.europa.eu/api/v5_3/PVcalc?lat=30.0444&lon=31.2357&peakpower=1&loss=14&angle=25&aspect=180&outputformat=json&raddatabase=PVGIS-SARAH3&pvtechchoice=crystSi&mountingplace=free&usehorizon=1
30 | 0 | 1 | 27.65 | 0.89 | https://re.jrc.ec.europa.eu/api/v5_3/PVcalc?lat=30.0444&lon=31.2357&peakpower=1&loss=14&angle=30&aspect=-180&outputformat=json&raddatabase=PVGIS-SARAH3&pvtechchoice=crystSi&mountingplace=free&usehorizon=1
30 | 0 | 2 | 45.24 | 1.62 | https://re.jrc.ec.europa.eu/api/v5_3/PVcalc?lat=30.0444&lon=31.2357&peakpower=1&loss=14&angle=30&aspect=-180&outputformat=json&raddatabase=PVGIS-SARAH3&pvtechchoice=crystSi&mountingplace=free&usehorizon=1
30 | 0 | 3 | 86.95 | 2.8 | https://re.jrc.ec.europa.eu/api/v5_3/PVcalc?lat=30.0444&lon=31.2357&peakpower=1&loss=14&angle=30&aspect=-180&outputformat=json&raddatabase=PVGIS-SARAH3&pvtechchoice=crystSi&mountingplace=free&usehorizon=1
30 | 0 | 4 | 122.65 | 4.09 | https://re.jrc.ec.europa.eu/api/v5_3/PVcalc?lat=30.0444&lon=31.2357&peakpower=1&loss=14&angle=30&aspect=-180&outputformat=json&raddatabase=PVGIS-SARAH3&pvtechchoice=crystSi&mountingplace=free&usehorizon=1
30 | 0 | 5 | 154.71 | 4.99 | https://re.jrc.ec.europa.eu/api/v5_3/PVcalc?lat=30.0444&lon=31.2357&peakpower=1&loss=14&angle=30&aspect=-180&outputformat=json&raddatabase=PVGIS-SARAH3&pvtechchoice=crystSi&mountingplace=free&usehorizon=1
30 | 0 | 6 | 167.07 | 5.57 | https://re.jrc.ec.europa.eu/api/v5_3/PVcalc?lat=30.0444&lon=31.2357&peakpower=1&loss=14&angle=30&aspect=-180&outputformat=json&raddatabase=PVGIS-SARAH3&pvtechchoice=crystSi&mountingplace=free&usehorizon=1
30 | 0 | 7 | 165.3 | 5.33 | https://re.jrc.ec.europa.eu/api/v5_3/PVcalc?lat=30.0444&lon=31.2357&peakpower=1&loss=14&angle=30&aspect=-180&outputformat=json&raddatabase=PVGIS-SARAH3&pvtechchoice=crystSi&mountingplace=free&usehorizon=1
30 | 0 | 8 | 138.82 | 4.48 | https://re.jrc.ec.europa.eu/api/v5_3/PVcalc?lat=30.0444&lon=31.2357&peakpower=1&loss=14&angle=30&aspect=-180&outputformat=json&raddatabase=PVGIS-SARAH3&pvtechchoice=crystSi&mountingplace=free&usehorizon=1
30 | 0 | 9 | 97.9 | 3.26 | https://re.jrc.ec.europa.eu/api/v5_3/PVcalc?lat=30.0444&lon=31.2357&peakpower=1&loss=14&angle=30&aspect=-180&outputformat=json&raddatabase=PVGIS-SARAH3&pvtechchoice=crystSi&mountingplace=free&usehorizon=1
30 | 0 | 10 | 59.93 | 1.93 | https://re.jrc.ec.europa.eu/api/v5_3/PVcalc?lat=30.0444&lon=31.2357&peakpower=1&loss=14&angle=30&aspect=-180&outputformat=json&raddatabase=PVGIS-SARAH3&pvtechchoice=crystSi&mountingplace=free&usehorizon=1
30 | 0 | 11 | 30.63 | 1.02 | https://re.jrc.ec.europa.eu/api/v5_3/PVcalc?lat=30.0444&lon=31.2357&peakpower=1&loss=14&angle=30&aspect=-180&outputformat=json&raddatabase=PVGIS-SARAH3&pvtechchoice=crystSi&mountingplace=free&usehorizon=1
30 | 0 | 12 | 22.56 | 0.73 | https://re.jrc.ec.europa.eu/api/v5_3/PVcalc?lat=30.0444&lon=31.2357&peakpower=1&loss=14&angle=30&aspect=-180&outputformat=json&raddatabase=PVGIS-SARAH3&pvtechchoice=crystSi&mountingplace=free&usehorizon=1
30 | 15 | 1 | 30.63 | 0.99 | https://re.jrc.ec.europa.eu/api/v5_3/PVcalc?lat=30.0444&lon=31.2357&peakpower=1&loss=14&angle=30&aspect=-165&outputformat=json&raddatabase=PVGIS-SARAH3&pvtechchoice=crystSi&mountingplace=free&usehorizon=1
30 | 15 | 2 | 48.55 | 1.73 | https://re.jrc.ec.europa.eu/api/v5_3/PVcalc?lat=30.0444&lon=31.2357&peakpower=1&loss=14&angle=30&aspect=-165&outputformat=json&raddatabase=PVGIS-SARAH3&pvtechchoice=crystSi&mountingplace=free&usehorizon=1
30 | 15 | 3 | 88.79 | 2.86 | https://re.jrc.ec.europa.eu/api/v5_3/PVcalc?lat=30.0444&lon=31.2357&peakpower=1&loss=14&angle=30&aspect=-165&outputformat=json&raddatabase=PVGIS-SARAH3&pvtechchoice=crystSi&mountingplace=free&usehorizon=1
30 | 15 | 4 | 122.44 | 4.08 | https://re.jrc.ec.europa.eu/api/v5_3/PVcalc?lat=30.0444&lon=31.2357&peakpower=1&loss=14&angle=30&aspect=-165&outputformat=json&raddatabase=PVGIS-SARAH3&pvtechchoice=crystSi&mountingplace=free&usehorizon=1
30 | 15 | 5 | 153.82 | 4.96 | https://re.jrc.ec.europa.eu/api/v5_3/PVcalc?lat=30.0444&lon=31.2357&peakpower=1&loss=14&angle=30&aspect=-165&outputformat=json&raddatabase=PVGIS-SARAH3&pvtechchoice=crystSi&mountingplace=free&usehorizon=1
30 | 15 | 6 | 165.08 | 5.5 | https://re.jrc.ec.europa.eu/api/v5_3/PVcalc?lat=30.0444&lon=31.2357&peakpower=1&loss=14&angle=30&aspect=-165&outputformat=json&raddatabase=PVGIS-SARAH3&pvtechchoice=crystSi&mountingplace=free&usehorizon=1
30 | 15 | 7 | 162.89 | 5.25 | https://re.jrc.ec.europa.eu/api/v5_3/PVcalc?lat=30.0444&lon=31.2357&peakpower=1&loss=14&angle=30&aspect=-165&outputformat=json&raddatabase=PVGIS-SARAH3&pvtechchoice=crystSi&mountingplace=free&usehorizon=1
30 | 15 | 8 | 137.49 | 4.44 | https://re.jrc.ec.europa.eu/api/v5_3/PVcalc?lat=30.0444&lon=31.2357&peakpower=1&loss=14&angle=30&aspect=-165&outputformat=json&raddatabase=PVGIS-SARAH3&pvtechchoice=crystSi&mountingplace=free&usehorizon=1
30 | 15 | 9 | 98.26 | 3.28 | https://re.jrc.ec.europa.eu/api/v5_3/PVcalc?lat=30.0444&lon=31.2357&peakpower=1&loss=14&angle=30&aspect=-165&outputformat=json&raddatabase=PVGIS-SARAH3&pvtechchoice=crystSi&mountingplace=free&usehorizon=1
30 | 15 | 10 | 63.05 | 2.03 | https://re.jrc.ec.europa.eu/api/v5_3/PVcalc?lat=30.0444&lon=31.2357&peakpower=1&loss=14&angle=30&aspect=-165&outputformat=json&raddatabase=PVGIS-SARAH3&pvtechchoice=crystSi&mountingplace=free&usehorizon=1
30 | 15 | 11 | 33.9 | 1.13 | https://re.jrc.ec.europa.eu/api/v5_3/PVcalc?lat=30.0444&lon=31.2357&peakpower=1&loss=14&angle=30&aspect=-165&outputformat=json&raddatabase=PVGIS-SARAH3&pvtechchoice=crystSi&mountingplace=free&usehorizon=1
30 | 15 | 12 | 25.49 | 0.82 | https://re.jrc.ec.europa.eu/api/v5_3/PVcalc?lat=30.0444&lon=31.2357&peakpower=1&loss=14&angle=30&aspect=-165&outputformat=json&raddatabase=PVGIS-SARAH3&pvtechchoice=crystSi&mountingplace=free&usehorizon=1
30 | 30 | 1 | 38.59 | 1.24 | https://re.jrc.ec.europa.eu/api/v5_3/PVcalc?lat=30.0444&lon=31.2357&peakpower=1&loss=14&angle=30&aspect=-150&outputformat=json&raddatabase=PVGIS-SARAH3&pvtechchoice=crystSi&mountingplace=free&usehorizon=1
30 | 30 | 2 | 56.08 | 2 | https://re.jrc.ec.europa.eu/api/v5_3/PVcalc?lat=30.0444&lon=31.2357&peakpower=1&loss=14&angle=30&aspect=-150&outputformat=json&raddatabase=PVGIS-SARAH3&pvtechchoice=crystSi&mountingplace=free&usehorizon=1
30 | 30 | 3 | 94.48 | 3.05 | https://re.jrc.ec.europa.eu/api/v5_3/PVcalc?lat=30.0444&lon=31.2357&peakpower=1&loss=14&angle=30&aspect=-150&outputformat=json&raddatabase=PVGIS-SARAH3&pvtechchoice=crystSi&mountingplace=free&usehorizon=1
30 | 30 | 4 | 124.04 | 4.13 | https://re.jrc.ec.europa.eu/api/v5_3/PVcalc?lat=30.0444&lon=31.2357&peakpower=1&loss=14&angle=30&aspect=-150&outputformat=json&raddatabase=PVGIS-SARAH3&pvtechchoice=crystSi&mountingplace=free&usehorizon=1
30 | 30 | 5 | 153.13 | 4.94 | https://re.jrc.ec.europa.eu/api/v5_3/PVcalc?lat=30.0444&lon=31.2357&peakpower=1&loss=14&angle=30&aspect=-150&outputformat=json&raddatabase=PVGIS-SARAH3&pvtechchoice=crystSi&mountingplace=free&usehorizon=1
30 | 30 | 6 | 162.6 | 5.42 | https://re.jrc.ec.europa.eu/api/v5_3/PVcalc?lat=30.0444&lon=31.2357&peakpower=1&loss=14&angle=30&aspect=-150&outputformat=json&raddatabase=PVGIS-SARAH3&pvtechchoice=crystSi&mountingplace=free&usehorizon=1
30 | 30 | 7 | 160.38 | 5.17 | https://re.jrc.ec.europa.eu/api/v5_3/PVcalc?lat=30.0444&lon=31.2357&peakpower=1&loss=14&angle=30&aspect=-150&outputformat=json&raddatabase=PVGIS-SARAH3&pvtechchoice=crystSi&mountingplace=free&usehorizon=1
30 | 30 | 8 | 137.65 | 4.44 | https://re.jrc.ec.europa.eu/api/v5_3/PVcalc?lat=30.0444&lon=31.2357&peakpower=1&loss=14&angle=30&aspect=-150&outputformat=json&raddatabase=PVGIS-SARAH3&pvtechchoice=crystSi&mountingplace=free&usehorizon=1
30 | 30 | 9 | 102.05 | 3.4 | https://re.jrc.ec.europa.eu/api/v5_3/PVcalc?lat=30.0444&lon=31.2357&peakpower=1&loss=14&angle=30&aspect=-150&outputformat=json&raddatabase=PVGIS-SARAH3&pvtechchoice=crystSi&mountingplace=free&usehorizon=1
30 | 30 | 10 | 70.78 | 2.28 | https://re.jrc.ec.europa.eu/api/v5_3/PVcalc?lat=30.0444&lon=31.2357&peakpower=1&loss=14&angle=30&aspect=-150&outputformat=json&raddatabase=PVGIS-SARAH3&pvtechchoice=crystSi&mountingplace=free&usehorizon=1
30 | 30 | 11 | 42.39 | 1.41 | https://re.jrc.ec.europa.eu/api/v5_3/PVcalc?lat=30.0444&lon=31.2357&peakpower=1&loss=14&angle=30&aspect=-150&outputformat=json&raddatabase=PVGIS-SARAH3&pvtechchoice=crystSi&mountingplace=free&usehorizon=1
30 | 30 | 12 | 32.76 | 1.06 | https://re.jrc.ec.europa.eu/api/v5_3/PVcalc?lat=30.0444&lon=31.2357&peakpower=1&loss=14&angle=30&aspect=-150&outputformat=json&raddatabase=PVGIS-SARAH3&pvtechchoice=crystSi&mountingplace=free&usehorizon=1
30 | 45 | 1 | 49.06 | 1.58 | https://re.jrc.ec.europa.eu/api/v5_3/PVcalc?lat=30.0444&lon=31.2357&peakpower=1&loss=14&angle=30&aspect=-135&outputformat=json&raddatabase=PVGIS-SARAH3&pvtechchoice=crystSi&mountingplace=free&usehorizon=1
30 | 45 | 2 | 65.41 | 2.34 | https://re.jrc.ec.europa.eu/api/v5_3/PVcalc?lat=30.0444&lon=31.2357&peakpower=1&loss=14&angle=30&aspect=-135&outputformat=json&raddatabase=PVGIS-SARAH3&pvtechchoice=crystSi&mountingplace=free&usehorizon=1
30 | 45 | 3 | 102.46 | 3.31 | https://re.jrc.ec.europa.eu/api/v5_3/PVcalc?lat=30.0444&lon=31.2357&peakpower=1&loss=14&angle=30&aspect=-135&outputformat=json&raddatabase=PVGIS-SARAH3&pvtechchoice=crystSi&mountingplace=free&usehorizon=1
30 | 45 | 4 | 127.67 | 4.26 | https://re.jrc.ec.europa.eu/api/v5_3/PVcalc?lat=30.0444&lon=31.2357&peakpower=1&loss=14&angle=30&aspect=-135&outputformat=json&raddatabase=PVGIS-SARAH3&pvtechchoice=crystSi&mountingplace=free&usehorizon=1
30 | 45 | 5 | 153.67 | 4.96 | https://re.jrc.ec.europa.eu/api/v5_3/PVcalc?lat=30.0444&lon=31.2357&peakpower=1&loss=14&angle=30&aspect=-135&outputformat=json&raddatabase=PVGIS-SARAH3&pvtechchoice=crystSi&mountingplace=free&usehorizon=1
30 | 45 | 6 | 161.13 | 5.37 | https://re.jrc.ec.europa.eu/api/v5_3/PVcalc?lat=30.0444&lon=31.2357&peakpower=1&loss=14&angle=30&aspect=-135&outputformat=json&raddatabase=PVGIS-SARAH3&pvtechchoice=crystSi&mountingplace=free&usehorizon=1
30 | 45 | 7 | 159.38 | 5.14 | https://re.jrc.ec.europa.eu/api/v5_3/PVcalc?lat=30.0444&lon=31.2357&peakpower=1&loss=14&angle=30&aspect=-135&outputformat=json&raddatabase=PVGIS-SARAH3&pvtechchoice=crystSi&mountingplace=free&usehorizon=1
30 | 45 | 8 | 140.1 | 4.52 | https://re.jrc.ec.europa.eu/api/v5_3/PVcalc?lat=30.0444&lon=31.2357&peakpower=1&loss=14&angle=30&aspect=-135&outputformat=json&raddatabase=PVGIS-SARAH3&pvtechchoice=crystSi&mountingplace=free&usehorizon=1
30 | 45 | 9 | 108.22 | 3.61 | https://re.jrc.ec.europa.eu/api/v5_3/PVcalc?lat=30.0444&lon=31.2357&peakpower=1&loss=14&angle=30&aspect=-135&outputformat=json&raddatabase=PVGIS-SARAH3&pvtechchoice=crystSi&mountingplace=free&usehorizon=1
30 | 45 | 10 | 80.67 | 2.6 | https://re.jrc.ec.europa.eu/api/v5_3/PVcalc?lat=30.0444&lon=31.2357&peakpower=1&loss=14&angle=30&aspect=-135&outputformat=json&raddatabase=PVGIS-SARAH3&pvtechchoice=crystSi&mountingplace=free&usehorizon=1
30 | 45 | 11 | 53.39 | 1.78 | https://re.jrc.ec.europa.eu/api/v5_3/PVcalc?lat=30.0444&lon=31.2357&peakpower=1&loss=14&angle=30&aspect=-135&outputformat=json&raddatabase=PVGIS-SARAH3&pvtechchoice=crystSi&mountingplace=free&usehorizon=1
30 | 45 | 12 | 43.51 | 1.4 | https://re.jrc.ec.europa.eu/api/v5_3/PVcalc?lat=30.0444&lon=31.2357&peakpower=1&loss=14&angle=30&aspect=-135&outputformat=json&raddatabase=PVGIS-SARAH3&pvtechchoice=crystSi&mountingplace=free&usehorizon=1
30 | 60 | 1 | 60.7 | 1.96 | https://re.jrc.ec.europa.eu/api/v5_3/PVcalc?lat=30.0444&lon=31.2357&peakpower=1&loss=14&angle=30&aspect=-120&outputformat=json&raddatabase=PVGIS-SARAH3&pvtechchoice=crystSi&mountingplace=free&usehorizon=1
30 | 60 | 2 | 75.42 | 2.69 | https://re.jrc.ec.europa.eu/api/v5_3/PVcalc?lat=30.0444&lon=31.2357&peakpower=1&loss=14&angle=30&aspect=-120&outputformat=json&raddatabase=PVGIS-SARAH3&pvtechchoice=crystSi&mountingplace=free&usehorizon=1
30 | 60 | 3 | 111.2 | 3.59 | https://re.jrc.ec.europa.eu/api/v5_3/PVcalc?lat=30.0444&lon=31.2357&peakpower=1&loss=14&angle=30&aspect=-120&outputformat=json&raddatabase=PVGIS-SARAH3&pvtechchoice=crystSi&mountingplace=free&usehorizon=1
30 | 60 | 4 | 132.67 | 4.42 | https://re.jrc.ec.europa.eu/api/v5_3/PVcalc?lat=30.0444&lon=31.2357&peakpower=1&loss=14&angle=30&aspect=-120&outputformat=json&raddatabase=PVGIS-SARAH3&pvtechchoice=crystSi&mountingplace=free&usehorizon=1
30 | 60 | 5 | 155.49 | 5.02 | https://re.jrc.ec.europa.eu/api/v5_3/PVcalc?lat=30.0444&lon=31.2357&peakpower=1&loss=14&angle=30&aspect=-120&outputformat=json&raddatabase=PVGIS-SARAH3&pvtechchoice=crystSi&mountingplace=free&usehorizon=1
30 | 60 | 6 | 161.27 | 5.38 | https://re.jrc.ec.europa.eu/api/v5_3/PVcalc?lat=30.0444&lon=31.2357&peakpower=1&loss=14&angle=30&aspect=-120&outputformat=json&raddatabase=PVGIS-SARAH3&pvtechchoice=crystSi&mountingplace=free&usehorizon=1
30 | 60 | 7 | 160.3 | 5.17 | https://re.jrc.ec.europa.eu/api/v5_3/PVcalc?lat=30.0444&lon=31.2357&peakpower=1&loss=14&angle=30&aspect=-120&outputformat=json&raddatabase=PVGIS-SARAH3&pvtechchoice=crystSi&mountingplace=free&usehorizon=1
30 | 60 | 8 | 143.79 | 4.64 | https://re.jrc.ec.europa.eu/api/v5_3/PVcalc?lat=30.0444&lon=31.2357&peakpower=1&loss=14&angle=30&aspect=-120&outputformat=json&raddatabase=PVGIS-SARAH3&pvtechchoice=crystSi&mountingplace=free&usehorizon=1
30 | 60 | 9 | 115.66 | 3.86 | https://re.jrc.ec.europa.eu/api/v5_3/PVcalc?lat=30.0444&lon=31.2357&peakpower=1&loss=14&angle=30&aspect=-120&outputformat=json&raddatabase=PVGIS-SARAH3&pvtechchoice=crystSi&mountingplace=free&usehorizon=1
30 | 60 | 10 | 91.57 | 2.95 | https://re.jrc.ec.europa.eu/api/v5_3/PVcalc?lat=30.0444&lon=31.2357&peakpower=1&loss=14&angle=30&aspect=-120&outputformat=json&raddatabase=PVGIS-SARAH3&pvtechchoice=crystSi&mountingplace=free&usehorizon=1
30 | 60 | 11 | 65.28 | 2.18 | https://re.jrc.ec.europa.eu/api/v5_3/PVcalc?lat=30.0444&lon=31.2357&peakpower=1&loss=14&angle=30&aspect=-120&outputformat=json&raddatabase=PVGIS-SARAH3&pvtechchoice=crystSi&mountingplace=free&usehorizon=1
30 | 60 | 12 | 55.71 | 1.8 | https://re.jrc.ec.europa.eu/api/v5_3/PVcalc?lat=30.0444&lon=31.2357&peakpower=1&loss=14&angle=30&aspect=-120&outputformat=json&raddatabase=PVGIS-SARAH3&pvtechchoice=crystSi&mountingplace=free&usehorizon=1
30 | 75 | 1 | 73.16 | 2.36 | https://re.jrc.ec.europa.eu/api/v5_3/PVcalc?lat=30.0444&lon=31.2357&peakpower=1&loss=14&angle=30&aspect=-105&outputformat=json&raddatabase=PVGIS-SARAH3&pvtechchoice=crystSi&mountingplace=free&usehorizon=1
30 | 75 | 2 | 85.32 | 3.05 | https://re.jrc.ec.europa.eu/api/v5_3/PVcalc?lat=30.0444&lon=31.2357&peakpower=1&loss=14&angle=30&aspect=-105&outputformat=json&raddatabase=PVGIS-SARAH3&pvtechchoice=crystSi&mountingplace=free&usehorizon=1
30 | 75 | 3 | 120.21 | 3.88 | https://re.jrc.ec.europa.eu/api/v5_3/PVcalc?lat=30.0444&lon=31.2357&peakpower=1&loss=14&angle=30&aspect=-105&outputformat=json&raddatabase=PVGIS-SARAH3&pvtechchoice=crystSi&mountingplace=free&usehorizon=1
30 | 75 | 4 | 138.28 | 4.61 | https://re.jrc.ec.europa.eu/api/v5_3/PVcalc?lat=30.0444&lon=31.2357&peakpower=1&loss=14&angle=30&aspect=-105&outputformat=json&raddatabase=PVGIS-SARAH3&pvtechchoice=crystSi&mountingplace=free&usehorizon=1
30 | 75 | 5 | 157.34 | 5.08 | https://re.jrc.ec.europa.eu/api/v5_3/PVcalc?lat=30.0444&lon=31.2357&peakpower=1&loss=14&angle=30&aspect=-105&outputformat=json&raddatabase=PVGIS-SARAH3&pvtechchoice=crystSi&mountingplace=free&usehorizon=1
30 | 75 | 6 | 161.36 | 5.38 | https://re.jrc.ec.europa.eu/api/v5_3/PVcalc?lat=30.0444&lon=31.2357&peakpower=1&loss=14&angle=30&aspect=-105&outputformat=json&raddatabase=PVGIS-SARAH3&pvtechchoice=crystSi&mountingplace=free&usehorizon=1
30 | 75 | 7 | 161.2 | 5.2 | https://re.jrc.ec.europa.eu/api/v5_3/PVcalc?lat=30.0444&lon=31.2357&peakpower=1&loss=14&angle=30&aspect=-105&outputformat=json&raddatabase=PVGIS-SARAH3&pvtechchoice=crystSi&mountingplace=free&usehorizon=1
30 | 75 | 8 | 148.13 | 4.78 | https://re.jrc.ec.europa.eu/api/v5_3/PVcalc?lat=30.0444&lon=31.2357&peakpower=1&loss=14&angle=30&aspect=-105&outputformat=json&raddatabase=PVGIS-SARAH3&pvtechchoice=crystSi&mountingplace=free&usehorizon=1
30 | 75 | 9 | 123.36 | 4.11 | https://re.jrc.ec.europa.eu/api/v5_3/PVcalc?lat=30.0444&lon=31.2357&peakpower=1&loss=14&angle=30&aspect=-105&outputformat=json&raddatabase=PVGIS-SARAH3&pvtechchoice=crystSi&mountingplace=free&usehorizon=1
30 | 75 | 10 | 102.65 | 3.31 | https://re.jrc.ec.europa.eu/api/v5_3/PVcalc?lat=30.0444&lon=31.2357&peakpower=1&loss=14&angle=30&aspect=-105&outputformat=json&raddatabase=PVGIS-SARAH3&pvtechchoice=crystSi&mountingplace=free&usehorizon=1
30 | 75 | 11 | 77.7 | 2.59 | https://re.jrc.ec.europa.eu/api/v5_3/PVcalc?lat=30.0444&lon=31.2357&peakpower=1&loss=14&angle=30&aspect=-105&outputformat=json&raddatabase=PVGIS-SARAH3&pvtechchoice=crystSi&mountingplace=free&usehorizon=1
30 | 75 | 12 | 68.17 | 2.2 | https://re.jrc.ec.europa.eu/api/v5_3/PVcalc?lat=30.0444&lon=31.2357&peakpower=1&loss=14&angle=30&aspect=-105&outputformat=json&raddatabase=PVGIS-SARAH3&pvtechchoice=crystSi&mountingplace=free&usehorizon=1
30 | 90 | 1 | 85.22 | 2.75 | https://re.jrc.ec.europa.eu/api/v5_3/PVcalc?lat=30.0444&lon=31.2357&peakpower=1&loss=14&angle=30&aspect=-90&outputformat=json&raddatabase=PVGIS-SARAH3&pvtechchoice=crystSi&mountingplace=free&usehorizon=1
30 | 90 | 2 | 95.04 | 3.39 | https://re.jrc.ec.europa.eu/api/v5_3/PVcalc?lat=30.0444&lon=31.2357&peakpower=1&loss=14&angle=30&aspect=-90&outputformat=json&raddatabase=PVGIS-SARAH3&pvtechchoice=crystSi&mountingplace=free&usehorizon=1
30 | 90 | 3 | 129.06 | 4.16 | https://re.jrc.ec.europa.eu/api/v5_3/PVcalc?lat=30.0444&lon=31.2357&peakpower=1&loss=14&angle=30&aspect=-90&outputformat=json&raddatabase=PVGIS-SARAH3&pvtechchoice=crystSi&mountingplace=free&usehorizon=1
30 | 90 | 4 | 143.47 | 4.78 | https://re.jrc.ec.europa.eu/api/v5_3/PVcalc?lat=30.0444&lon=31.2357&peakpower=1&loss=14&angle=30&aspect=-90&outputformat=json&raddatabase=PVGIS-SARAH3&pvtechchoice=crystSi&mountingplace=free&usehorizon=1
30 | 90 | 5 | 159.29 | 5.14 | https://re.jrc.ec.europa.eu/api/v5_3/PVcalc?lat=30.0444&lon=31.2357&peakpower=1&loss=14&angle=30&aspect=-90&outputformat=json&raddatabase=PVGIS-SARAH3&pvtechchoice=crystSi&mountingplace=free&usehorizon=1
30 | 90 | 6 | 161.43 | 5.38 | https://re.jrc.ec.europa.eu/api/v5_3/PVcalc?lat=30.0444&lon=31.2357&peakpower=1&loss=14&angle=30&aspect=-90&outputformat=json&raddatabase=PVGIS-SARAH3&pvtechchoice=crystSi&mountingplace=free&usehorizon=1
30 | 90 | 7 | 162.16 | 5.23 | https://re.jrc.ec.europa.eu/api/v5_3/PVcalc?lat=30.0444&lon=31.2357&peakpower=1&loss=14&angle=30&aspect=-90&outputformat=json&raddatabase=PVGIS-SARAH3&pvtechchoice=crystSi&mountingplace=free&usehorizon=1
30 | 90 | 8 | 152.31 | 4.91 | https://re.jrc.ec.europa.eu/api/v5_3/PVcalc?lat=30.0444&lon=31.2357&peakpower=1&loss=14&angle=30&aspect=-90&outputformat=json&raddatabase=PVGIS-SARAH3&pvtechchoice=crystSi&mountingplace=free&usehorizon=1
30 | 90 | 9 | 131.05 | 4.37 | https://re.jrc.ec.europa.eu/api/v5_3/PVcalc?lat=30.0444&lon=31.2357&peakpower=1&loss=14&angle=30&aspect=-90&outputformat=json&raddatabase=PVGIS-SARAH3&pvtechchoice=crystSi&mountingplace=free&usehorizon=1
30 | 90 | 10 | 113.24 | 3.65 | https://re.jrc.ec.europa.eu/api/v5_3/PVcalc?lat=30.0444&lon=31.2357&peakpower=1&loss=14&angle=30&aspect=-90&outputformat=json&raddatabase=PVGIS-SARAH3&pvtechchoice=crystSi&mountingplace=free&usehorizon=1
30 | 90 | 11 | 90.34 | 3.01 | https://re.jrc.ec.europa.eu/api/v5_3/PVcalc?lat=30.0444&lon=31.2357&peakpower=1&loss=14&angle=30&aspect=-90&outputformat=json&raddatabase=PVGIS-SARAH3&pvtechchoice=crystSi&mountingplace=free&usehorizon=1
30 | 90 | 12 | 81.49 | 2.63 | https://re.jrc.ec.europa.eu/api/v5_3/PVcalc?lat=30.0444&lon=31.2357&peakpower=1&loss=14&angle=30&aspect=-90&outputformat=json&raddatabase=PVGIS-SARAH3&pvtechchoice=crystSi&mountingplace=free&usehorizon=1
30 | 105 | 1 | 96.84 | 3.12 | https://re.jrc.ec.europa.eu/api/v5_3/PVcalc?lat=30.0444&lon=31.2357&peakpower=1&loss=14&angle=30&aspect=-75&outputformat=json&raddatabase=PVGIS-SARAH3&pvtechchoice=crystSi&mountingplace=free&usehorizon=1
30 | 105 | 2 | 104.42 | 3.73 | https://re.jrc.ec.europa.eu/api/v5_3/PVcalc?lat=30.0444&lon=31.2357&peakpower=1&loss=14&angle=30&aspect=-75&outputformat=json&raddatabase=PVGIS-SARAH3&pvtechchoice=crystSi&mountingplace=free&usehorizon=1
30 | 105 | 3 | 137.31 | 4.43 | https://re.jrc.ec.europa.eu/api/v5_3/PVcalc?lat=30.0444&lon=31.2357&peakpower=1&loss=14&angle=30&aspect=-75&outputformat=json&raddatabase=PVGIS-SARAH3&pvtechchoice=crystSi&mountingplace=free&usehorizon=1
30 | 105 | 4 | 147.94 | 4.93 | https://re.jrc.ec.europa.eu/api/v5_3/PVcalc?lat=30.0444&lon=31.2357&peakpower=1&loss=14&angle=30&aspect=-75&outputformat=json&raddatabase=PVGIS-SARAH3&pvtechchoice=crystSi&mountingplace=free&usehorizon=1
30 | 105 | 5 | 160.65 | 5.18 | https://re.jrc.ec.europa.eu/api/v5_3/PVcalc?lat=30.0444&lon=31.2357&peakpower=1&loss=14&angle=30&aspect=-75&outputformat=json&raddatabase=PVGIS-SARAH3&pvtechchoice=crystSi&mountingplace=free&usehorizon=1
30 | 105 | 6 | 161.3 | 5.38 | https://re.jrc.ec.europa.eu/api/v5_3/PVcalc?lat=30.0444&lon=31.2357&peakpower=1&loss=14&angle=30&aspect=-75&outputformat=json&raddatabase=PVGIS-SARAH3&pvtechchoice=crystSi&mountingplace=free&usehorizon=1
30 | 105 | 7 | 162.96 | 5.26 | https://re.jrc.ec.europa.eu/api/v5_3/PVcalc?lat=30.0444&lon=31.2357&peakpower=1&loss=14&angle=30&aspect=-75&outputformat=json&raddatabase=PVGIS-SARAH3&pvtechchoice=crystSi&mountingplace=free&usehorizon=1
30 | 105 | 8 | 155.77 | 5.02 | https://re.jrc.ec.europa.eu/api/v5_3/PVcalc?lat=30.0444&lon=31.2357&peakpower=1&loss=14&angle=30&aspect=-75&outputformat=json&raddatabase=PVGIS-SARAH3&pvtechchoice=crystSi&mountingplace=free&usehorizon=1
30 | 105 | 9 | 138.35 | 4.61 | https://re.jrc.ec.europa.eu/api/v5_3/PVcalc?lat=30.0444&lon=31.2357&peakpower=1&loss=14&angle=30&aspect=-75&outputformat=json&raddatabase=PVGIS-SARAH3&pvtechchoice=crystSi&mountingplace=free&usehorizon=1
30 | 105 | 10 | 123.21 | 3.97 | https://re.jrc.ec.europa.eu/api/v5_3/PVcalc?lat=30.0444&lon=31.2357&peakpower=1&loss=14&angle=30&aspect=-75&outputformat=json&raddatabase=PVGIS-SARAH3&pvtechchoice=crystSi&mountingplace=free&usehorizon=1
30 | 105 | 11 | 101.62 | 3.39 | https://re.jrc.ec.europa.eu/api/v5_3/PVcalc?lat=30.0444&lon=31.2357&peakpower=1&loss=14&angle=30&aspect=-75&outputformat=json&raddatabase=PVGIS-SARAH3&pvtechchoice=crystSi&mountingplace=free&usehorizon=1
30 | 105 | 12 | 93.64 | 3.02 | https://re.jrc.ec.europa.eu/api/v5_3/PVcalc?lat=30.0444&lon=31.2357&peakpower=1&loss=14&angle=30&aspect=-75&outputformat=json&raddatabase=PVGIS-SARAH3&pvtechchoice=crystSi&mountingplace=free&usehorizon=1
30 | 120 | 1 | 107.89 | 3.48 | https://re.jrc.ec.europa.eu/api/v5_3/PVcalc?lat=30.0444&lon=31.2357&peakpower=1&loss=14&angle=30&aspect=-60&outputformat=json&raddatabase=PVGIS-SARAH3&pvtechchoice=crystSi&mountingplace=free&usehorizon=1
30 | 120 | 2 | 112.32 | 4.01 | https://re.jrc.ec.europa.eu/api/v5_3/PVcalc?lat=30.0444&lon=31.2357&peakpower=1&loss=14&angle=30&aspect=-60&outputformat=json&raddatabase=PVGIS-SARAH3&pvtechchoice=crystSi&mountingplace=free&usehorizon=1
30 | 120 | 3 | 143.86 | 4.64 | https://re.jrc.ec.europa.eu/api/v5_3/PVcalc?lat=30.0444&lon=31.2357&peakpower=1&loss=14&angle=30&aspect=-60&outputformat=json&raddatabase=PVGIS-SARAH3&pvtechchoice=crystSi&mountingplace=free&usehorizon=1
30 | 120 | 4 | 151.23 | 5.04 | https://re.jrc.ec.europa.eu/api/v5_3/PVcalc?lat=30.0444&lon=31.2357&peakpower=1&loss=14&angle=30&aspect=-60&outputformat=json&raddatabase=PVGIS-SARAH3&pvtechchoice=crystSi&mountingplace=free&usehorizon=1
30 | 120 | 5 | 161.7 | 5.22 | https://re.jrc.ec.europa.eu/api/v5_3/PVcalc?lat=30.0444&lon=31.2357&peakpower=1&loss=14&angle=30&aspect=-60&outputformat=json&raddatabase=PVGIS-SARAH3&pvtechchoice=crystSi&mountingplace=free&usehorizon=1
30 | 120 | 6 | 160.88 | 5.36 | https://re.jrc.ec.europa.eu/api/v5_3/PVcalc?lat=30.0444&lon=31.2357&peakpower=1&loss=14&angle=30&aspect=-60&outputformat=json&raddatabase=PVGIS-SARAH3&pvtechchoice=crystSi&mountingplace=free&usehorizon=1
30 | 120 | 7 | 163.52 | 5.27 | https://re.jrc.ec.europa.eu/api/v5_3/PVcalc?lat=30.0444&lon=31.2357&peakpower=1&loss=14&angle=30&aspect=-60&outputformat=json&raddatabase=PVGIS-SARAH3&pvtechchoice=crystSi&mountingplace=free&usehorizon=1
30 | 120 | 8 | 158.83 | 5.12 | https://re.jrc.ec.europa.eu/api/v5_3/PVcalc?lat=30.0444&lon=31.2357&peakpower=1&loss=14&angle=30&aspect=-60&outputformat=json&raddatabase=PVGIS-SARAH3&pvtechchoice=crystSi&mountingplace=free&usehorizon=1
30 | 120 | 9 | 144.56 | 4.82 | https://re.jrc.ec.europa.eu/api/v5_3/PVcalc?lat=30.0444&lon=31.2357&peakpower=1&loss=14&angle=30&aspect=-60&outputformat=json&raddatabase=PVGIS-SARAH3&pvtechchoice=crystSi&mountingplace=free&usehorizon=1
30 | 120 | 10 | 132.92 | 4.29 | https://re.jrc.ec.europa.eu/api/v5_3/PVcalc?lat=30.0444&lon=31.2357&peakpower=1&loss=14&angle=30&aspect=-60&outputformat=json&raddatabase=PVGIS-SARAH3&pvtechchoice=crystSi&mountingplace=free&usehorizon=1
30 | 120 | 11 | 112.85 | 3.76 | https://re.jrc.ec.europa.eu/api/v5_3/PVcalc?lat=30.0444&lon=31.2357&peakpower=1&loss=14&angle=30&aspect=-60&outputformat=json&raddatabase=PVGIS-SARAH3&pvtechchoice=crystSi&mountingplace=free&usehorizon=1
30 | 120 | 12 | 105.56 | 3.41 | https://re.jrc.ec.europa.eu/api/v5_3/PVcalc?lat=30.0444&lon=31.2357&peakpower=1&loss=14&angle=30&aspect=-60&outputformat=json&raddatabase=PVGIS-SARAH3&pvtechchoice=crystSi&mountingplace=free&usehorizon=1
30 | 135 | 1 | 117.19 | 3.78 | https://re.jrc.ec.europa.eu/api/v5_3/PVcalc?lat=30.0444&lon=31.2357&peakpower=1&loss=14&angle=30&aspect=-45&outputformat=json&raddatabase=PVGIS-SARAH3&pvtechchoice=crystSi&mountingplace=free&usehorizon=1
30 | 135 | 2 | 119.51 | 4.27 | https://re.jrc.ec.europa.eu/api/v5_3/PVcalc?lat=30.0444&lon=31.2357&peakpower=1&loss=14&angle=30&aspect=-45&outputformat=json&raddatabase=PVGIS-SARAH3&pvtechchoice=crystSi&mountingplace=free&usehorizon=1
30 | 135 | 3 | 150.48 | 4.85 | https://re.jrc.ec.europa.eu/api/v5_3/PVcalc?lat=30.0444&lon=31.2357&peakpower=1&loss=14&angle=30&aspect=-45&outputformat=json&raddatabase=PVGIS-SARAH3&pvtechchoice=crystSi&mountingplace=free&usehorizon=1
30 | 135 | 4 | 154.84 | 5.16 | https://re.jrc.ec.europa.eu/api/v5_3/PVcalc?lat=30.0444&lon=31.2357&peakpower=1&loss=14&angle=30&aspect=-45&outputformat=json&raddatabase=PVGIS-SARAH3&pvtechchoice=crystSi&mountingplace=free&usehorizon=1
30 | 135 | 5 | 162.39 | 5.24 | https://re.jrc.ec.europa.eu/api/v5_3/PVcalc?lat=30.0444&lon=31.2357&peakpower=1&loss=14&angle=30&aspect=-45&outputformat=json&raddatabase=PVGIS-SARAH3&pvtechchoice=crystSi&mountingplace=free&usehorizon=1
30 | 135 | 6 | 160.25 | 5.34 | https://re.jrc.ec.europa.eu/api/v5_3/PVcalc?lat=30.0444&lon=31.2357&peakpower=1&loss=14&angle=30&aspect=-45&outputformat=json&raddatabase=PVGIS-SARAH3&pvtechchoice=crystSi&mountingplace=free&usehorizon=1
30 | 135 | 7 | 163.87 | 5.29 | https://re.jrc.ec.europa.eu/api/v5_3/PVcalc?lat=30.0444&lon=31.2357&peakpower=1&loss=14&angle=30&aspect=-45&outputformat=json&raddatabase=PVGIS-SARAH3&pvtechchoice=crystSi&mountingplace=free&usehorizon=1
30 | 135 | 8 | 161.68 | 5.22 | https://re.jrc.ec.europa.eu/api/v5_3/PVcalc?lat=30.0444&lon=31.2357&peakpower=1&loss=14&angle=30&aspect=-45&outputformat=json&raddatabase=PVGIS-SARAH3&pvtechchoice=crystSi&mountingplace=free&usehorizon=1
30 | 135 | 9 | 150 | 5 | https://re.jrc.ec.europa.eu/api/v5_3/PVcalc?lat=30.0444&lon=31.2357&peakpower=1&loss=14&angle=30&aspect=-45&outputformat=json&raddatabase=PVGIS-SARAH3&pvtechchoice=crystSi&mountingplace=free&usehorizon=1
30 | 135 | 10 | 140.84 | 4.54 | https://re.jrc.ec.europa.eu/api/v5_3/PVcalc?lat=30.0444&lon=31.2357&peakpower=1&loss=14&angle=30&aspect=-45&outputformat=json&raddatabase=PVGIS-SARAH3&pvtechchoice=crystSi&mountingplace=free&usehorizon=1
30 | 135 | 11 | 122.57 | 4.09 | https://re.jrc.ec.europa.eu/api/v5_3/PVcalc?lat=30.0444&lon=31.2357&peakpower=1&loss=14&angle=30&aspect=-45&outputformat=json&raddatabase=PVGIS-SARAH3&pvtechchoice=crystSi&mountingplace=free&usehorizon=1
30 | 135 | 12 | 115.6 | 3.73 | https://re.jrc.ec.europa.eu/api/v5_3/PVcalc?lat=30.0444&lon=31.2357&peakpower=1&loss=14&angle=30&aspect=-45&outputformat=json&raddatabase=PVGIS-SARAH3&pvtechchoice=crystSi&mountingplace=free&usehorizon=1
30 | 150 | 1 | 124.97 | 4.03 | https://re.jrc.ec.europa.eu/api/v5_3/PVcalc?lat=30.0444&lon=31.2357&peakpower=1&loss=14&angle=30&aspect=-30&outputformat=json&raddatabase=PVGIS-SARAH3&pvtechchoice=crystSi&mountingplace=free&usehorizon=1
30 | 150 | 2 | 125.07 | 4.47 | https://re.jrc.ec.europa.eu/api/v5_3/PVcalc?lat=30.0444&lon=31.2357&peakpower=1&loss=14&angle=30&aspect=-30&outputformat=json&raddatabase=PVGIS-SARAH3&pvtechchoice=crystSi&mountingplace=free&usehorizon=1
30 | 150 | 3 | 155.7 | 5.02 | https://re.jrc.ec.europa.eu/api/v5_3/PVcalc?lat=30.0444&lon=31.2357&peakpower=1&loss=14&angle=30&aspect=-30&outputformat=json&raddatabase=PVGIS-SARAH3&pvtechchoice=crystSi&mountingplace=free&usehorizon=1
30 | 150 | 4 | 157.7 | 5.26 | https://re.jrc.ec.europa.eu/api/v5_3/PVcalc?lat=30.0444&lon=31.2357&peakpower=1&loss=14&angle=30&aspect=-30&outputformat=json&raddatabase=PVGIS-SARAH3&pvtechchoice=crystSi&mountingplace=free&usehorizon=1
30 | 150 | 5 | 162.71 | 5.25 | https://re.jrc.ec.europa.eu/api/v5_3/PVcalc?lat=30.0444&lon=31.2357&peakpower=1&loss=14&angle=30&aspect=-30&outputformat=json&raddatabase=PVGIS-SARAH3&pvtechchoice=crystSi&mountingplace=free&usehorizon=1
30 | 150 | 6 | 159.45 | 5.32 | https://re.jrc.ec.europa.eu/api/v5_3/PVcalc?lat=30.0444&lon=31.2357&peakpower=1&loss=14&angle=30&aspect=-30&outputformat=json&raddatabase=PVGIS-SARAH3&pvtechchoice=crystSi&mountingplace=free&usehorizon=1
30 | 150 | 7 | 163.92 | 5.29 | https://re.jrc.ec.europa.eu/api/v5_3/PVcalc?lat=30.0444&lon=31.2357&peakpower=1&loss=14&angle=30&aspect=-30&outputformat=json&raddatabase=PVGIS-SARAH3&pvtechchoice=crystSi&mountingplace=free&usehorizon=1
30 | 150 | 8 | 163.87 | 5.29 | https://re.jrc.ec.europa.eu/api/v5_3/PVcalc?lat=30.0444&lon=31.2357&peakpower=1&loss=14&angle=30&aspect=-30&outputformat=json&raddatabase=PVGIS-SARAH3&pvtechchoice=crystSi&mountingplace=free&usehorizon=1
30 | 150 | 9 | 155.11 | 5.17 | https://re.jrc.ec.europa.eu/api/v5_3/PVcalc?lat=30.0444&lon=31.2357&peakpower=1&loss=14&angle=30&aspect=-30&outputformat=json&raddatabase=PVGIS-SARAH3&pvtechchoice=crystSi&mountingplace=free&usehorizon=1
30 | 150 | 10 | 147.76 | 4.77 | https://re.jrc.ec.europa.eu/api/v5_3/PVcalc?lat=30.0444&lon=31.2357&peakpower=1&loss=14&angle=30&aspect=-30&outputformat=json&raddatabase=PVGIS-SARAH3&pvtechchoice=crystSi&mountingplace=free&usehorizon=1
30 | 150 | 11 | 130.17 | 4.34 | https://re.jrc.ec.europa.eu/api/v5_3/PVcalc?lat=30.0444&lon=31.2357&peakpower=1&loss=14&angle=30&aspect=-30&outputformat=json&raddatabase=PVGIS-SARAH3&pvtechchoice=crystSi&mountingplace=free&usehorizon=1
30 | 150 | 12 | 123.72 | 3.99 | https://re.jrc.ec.europa.eu/api/v5_3/PVcalc?lat=30.0444&lon=31.2357&peakpower=1&loss=14&angle=30&aspect=-30&outputformat=json&raddatabase=PVGIS-SARAH3&pvtechchoice=crystSi&mountingplace=free&usehorizon=1
30 | 165 | 1 | 129.85 | 4.19 | https://re.jrc.ec.europa.eu/api/v5_3/PVcalc?lat=30.0444&lon=31.2357&peakpower=1&loss=14&angle=30&aspect=-15&outputformat=json&raddatabase=PVGIS-SARAH3&pvtechchoice=crystSi&mountingplace=free&usehorizon=1
30 | 165 | 2 | 128.47 | 4.59 | https://re.jrc.ec.europa.eu/api/v5_3/PVcalc?lat=30.0444&lon=31.2357&peakpower=1&loss=14&angle=30&aspect=-15&outputformat=json&raddatabase=PVGIS-SARAH3&pvtechchoice=crystSi&mountingplace=free&usehorizon=1
30 | 165 | 3 | 159.18 | 5.13 | https://re.jrc.ec.europa.eu/api/v5_3/PVcalc?lat=30.0444&lon=31.2357&peakpower=1&loss=14&angle=30&aspect=-15&outputformat=json&raddatabase=PVGIS-SARAH3&pvtechchoice=crystSi&mountingplace=free&usehorizon=1
30 | 165 | 4 | 159.37 | 5.31 | https://re.jrc.ec.europa.eu/api/v5_3/PVcalc?lat=30.0444&lon=31.2357&peakpower=1&loss=14&angle=30&aspect=-15&outputformat=json&raddatabase=PVGIS-SARAH3&pvtechchoice=crystSi&mountingplace=free&usehorizon=1
30 | 165 | 5 | 162.26 | 5.23 | https://re.jrc.ec.europa.eu/api/v5_3/PVcalc?lat=30.0444&lon=31.2357&peakpower=1&loss=14&angle=30&aspect=-15&outputformat=json&raddatabase=PVGIS-SARAH3&pvtechchoice=crystSi&mountingplace=free&usehorizon=1
30 | 165 | 6 | 158.27 | 5.28 | https://re.jrc.ec.europa.eu/api/v5_3/PVcalc?lat=30.0444&lon=31.2357&peakpower=1&loss=14&angle=30&aspect=-15&outputformat=json&raddatabase=PVGIS-SARAH3&pvtechchoice=crystSi&mountingplace=free&usehorizon=1
30 | 165 | 7 | 163.65 | 5.28 | https://re.jrc.ec.europa.eu/api/v5_3/PVcalc?lat=30.0444&lon=31.2357&peakpower=1&loss=14&angle=30&aspect=-15&outputformat=json&raddatabase=PVGIS-SARAH3&pvtechchoice=crystSi&mountingplace=free&usehorizon=1
30 | 165 | 8 | 165.13 | 5.33 | https://re.jrc.ec.europa.eu/api/v5_3/PVcalc?lat=30.0444&lon=31.2357&peakpower=1&loss=14&angle=30&aspect=-15&outputformat=json&raddatabase=PVGIS-SARAH3&pvtechchoice=crystSi&mountingplace=free&usehorizon=1
30 | 165 | 9 | 158.57 | 5.29 | https://re.jrc.ec.europa.eu/api/v5_3/PVcalc?lat=30.0444&lon=31.2357&peakpower=1&loss=14&angle=30&aspect=-15&outputformat=json&raddatabase=PVGIS-SARAH3&pvtechchoice=crystSi&mountingplace=free&usehorizon=1
30 | 165 | 10 | 152.57 | 4.92 | https://re.jrc.ec.europa.eu/api/v5_3/PVcalc?lat=30.0444&lon=31.2357&peakpower=1&loss=14&angle=30&aspect=-15&outputformat=json&raddatabase=PVGIS-SARAH3&pvtechchoice=crystSi&mountingplace=free&usehorizon=1
30 | 165 | 11 | 135.28 | 4.51 | https://re.jrc.ec.europa.eu/api/v5_3/PVcalc?lat=30.0444&lon=31.2357&peakpower=1&loss=14&angle=30&aspect=-15&outputformat=json&raddatabase=PVGIS-SARAH3&pvtechchoice=crystSi&mountingplace=free&usehorizon=1
30 | 165 | 12 | 128.87 | 4.16 | https://re.jrc.ec.europa.eu/api/v5_3/PVcalc?lat=30.0444&lon=31.2357&peakpower=1&loss=14&angle=30&aspect=-15&outputformat=json&raddatabase=PVGIS-SARAH3&pvtechchoice=crystSi&mountingplace=free&usehorizon=1
30 | 180 | 1 | 131.3 | 4.24 | https://re.jrc.ec.europa.eu/api/v5_3/PVcalc?lat=30.0444&lon=31.2357&peakpower=1&loss=14&angle=30&aspect=0&outputformat=json&raddatabase=PVGIS-SARAH3&pvtechchoice=crystSi&mountingplace=free&usehorizon=1
30 | 180 | 2 | 129.45 | 4.62 | https://re.jrc.ec.europa.eu/api/v5_3/PVcalc?lat=30.0444&lon=31.2357&peakpower=1&loss=14&angle=30&aspect=0&outputformat=json&raddatabase=PVGIS-SARAH3&pvtechchoice=crystSi&mountingplace=free&usehorizon=1
30 | 180 | 3 | 161.06 | 5.2 | https://re.jrc.ec.europa.eu/api/v5_3/PVcalc?lat=30.0444&lon=31.2357&peakpower=1&loss=14&angle=30&aspect=0&outputformat=json&raddatabase=PVGIS-SARAH3&pvtechchoice=crystSi&mountingplace=free&usehorizon=1
30 | 180 | 4 | 160.86 | 5.36 | https://re.jrc.ec.europa.eu/api/v5_3/PVcalc?lat=30.0444&lon=31.2357&peakpower=1&loss=14&angle=30&aspect=0&outputformat=json&raddatabase=PVGIS-SARAH3&pvtechchoice=crystSi&mountingplace=free&usehorizon=1
30 | 180 | 5 | 162.72 | 5.25 | https://re.jrc.ec.europa.eu/api/v5_3/PVcalc?lat=30.0444&lon=31.2357&peakpower=1&loss=14&angle=30&aspect=0&outputformat=json&raddatabase=PVGIS-SARAH3&pvtechchoice=crystSi&mountingplace=free&usehorizon=1
30 | 180 | 6 | 158.62 | 5.29 | https://re.jrc.ec.europa.eu/api/v5_3/PVcalc?lat=30.0444&lon=31.2357&peakpower=1&loss=14&angle=30&aspect=0&outputformat=json&raddatabase=PVGIS-SARAH3&pvtechchoice=crystSi&mountingplace=free&usehorizon=1
30 | 180 | 7 | 164.66 | 5.31 | https://re.jrc.ec.europa.eu/api/v5_3/PVcalc?lat=30.0444&lon=31.2357&peakpower=1&loss=14&angle=30&aspect=0&outputformat=json&raddatabase=PVGIS-SARAH3&pvtechchoice=crystSi&mountingplace=free&usehorizon=1
30 | 180 | 8 | 166.8 | 5.38 | https://re.jrc.ec.europa.eu/api/v5_3/PVcalc?lat=30.0444&lon=31.2357&peakpower=1&loss=14&angle=30&aspect=0&outputformat=json&raddatabase=PVGIS-SARAH3&pvtechchoice=crystSi&mountingplace=free&usehorizon=1
30 | 180 | 9 | 161 | 5.37 | https://re.jrc.ec.europa.eu/api/v5_3/PVcalc?lat=30.0444&lon=31.2357&peakpower=1&loss=14&angle=30&aspect=0&outputformat=json&raddatabase=PVGIS-SARAH3&pvtechchoice=crystSi&mountingplace=free&usehorizon=1
30 | 180 | 10 | 154.53 | 4.98 | https://re.jrc.ec.europa.eu/api/v5_3/PVcalc?lat=30.0444&lon=31.2357&peakpower=1&loss=14&angle=30&aspect=0&outputformat=json&raddatabase=PVGIS-SARAH3&pvtechchoice=crystSi&mountingplace=free&usehorizon=1
30 | 180 | 11 | 136.97 | 4.57 | https://re.jrc.ec.europa.eu/api/v5_3/PVcalc?lat=30.0444&lon=31.2357&peakpower=1&loss=14&angle=30&aspect=0&outputformat=json&raddatabase=PVGIS-SARAH3&pvtechchoice=crystSi&mountingplace=free&usehorizon=1
30 | 180 | 12 | 130.4 | 4.21 | https://re.jrc.ec.europa.eu/api/v5_3/PVcalc?lat=30.0444&lon=31.2357&peakpower=1&loss=14&angle=30&aspect=0&outputformat=json&raddatabase=PVGIS-SARAH3&pvtechchoice=crystSi&mountingplace=free&usehorizon=1
30 | 195 | 1 | 129.2 | 4.17 | https://re.jrc.ec.europa.eu/api/v5_3/PVcalc?lat=30.0444&lon=31.2357&peakpower=1&loss=14&angle=30&aspect=15&outputformat=json&raddatabase=PVGIS-SARAH3&pvtechchoice=crystSi&mountingplace=free&usehorizon=1
30 | 195 | 2 | 127.63 | 4.56 | https://re.jrc.ec.europa.eu/api/v5_3/PVcalc?lat=30.0444&lon=31.2357&peakpower=1&loss=14&angle=30&aspect=15&outputformat=json&raddatabase=PVGIS-SARAH3&pvtechchoice=crystSi&mountingplace=free&usehorizon=1
30 | 195 | 3 | 160.44 | 5.18 | https://re.jrc.ec.europa.eu/api/v5_3/PVcalc?lat=30.0444&lon=31.2357&peakpower=1&loss=14&angle=30&aspect=15&outputformat=json&raddatabase=PVGIS-SARAH3&pvtechchoice=crystSi&mountingplace=free&usehorizon=1
30 | 195 | 4 | 161.24 | 5.37 | https://re.jrc.ec.europa.eu/api/v5_3/PVcalc?lat=30.0444&lon=31.2357&peakpower=1&loss=14&angle=30&aspect=15&outputformat=json&raddatabase=PVGIS-SARAH3&pvtechchoice=crystSi&mountingplace=free&usehorizon=1
30 | 195 | 5 | 163.56 | 5.28 | https://re.jrc.ec.europa.eu/api/v5_3/PVcalc?lat=30.0444&lon=31.2357&peakpower=1&loss=14&angle=30&aspect=15&outputformat=json&raddatabase=PVGIS-SARAH3&pvtechchoice=crystSi&mountingplace=free&usehorizon=1
30 | 195 | 6 | 160 | 5.33 | https://re.jrc.ec.europa.eu/api/v5_3/PVcalc?lat=30.0444&lon=31.2357&peakpower=1&loss=14&angle=30&aspect=15&outputformat=json&raddatabase=PVGIS-SARAH3&pvtechchoice=crystSi&mountingplace=free&usehorizon=1
30 | 195 | 7 | 166.28 | 5.36 | https://re.jrc.ec.europa.eu/api/v5_3/PVcalc?lat=30.0444&lon=31.2357&peakpower=1&loss=14&angle=30&aspect=15&outputformat=json&raddatabase=PVGIS-SARAH3&pvtechchoice=crystSi&mountingplace=free&usehorizon=1
30 | 195 | 8 | 167.92 | 5.42 | https://re.jrc.ec.europa.eu/api/v5_3/PVcalc?lat=30.0444&lon=31.2357&peakpower=1&loss=14&angle=30&aspect=15&outputformat=json&raddatabase=PVGIS-SARAH3&pvtechchoice=crystSi&mountingplace=free&usehorizon=1
30 | 195 | 9 | 161.37 | 5.38 | https://re.jrc.ec.europa.eu/api/v5_3/PVcalc?lat=30.0444&lon=31.2357&peakpower=1&loss=14&angle=30&aspect=15&outputformat=json&raddatabase=PVGIS-SARAH3&pvtechchoice=crystSi&mountingplace=free&usehorizon=1
30 | 195 | 10 | 153.29 | 4.94 | https://re.jrc.ec.europa.eu/api/v5_3/PVcalc?lat=30.0444&lon=31.2357&peakpower=1&loss=14&angle=30&aspect=15&outputformat=json&raddatabase=PVGIS-SARAH3&pvtechchoice=crystSi&mountingplace=free&usehorizon=1
30 | 195 | 11 | 134.99 | 4.5 | https://re.jrc.ec.europa.eu/api/v5_3/PVcalc?lat=30.0444&lon=31.2357&peakpower=1&loss=14&angle=30&aspect=15&outputformat=json&raddatabase=PVGIS-SARAH3&pvtechchoice=crystSi&mountingplace=free&usehorizon=1
30 | 195 | 12 | 128.17 | 4.13 | https://re.jrc.ec.europa.eu/api/v5_3/PVcalc?lat=30.0444&lon=31.2357&peakpower=1&loss=14&angle=30&aspect=15&outputformat=json&raddatabase=PVGIS-SARAH3&pvtechchoice=crystSi&mountingplace=free&usehorizon=1
30 | 210 | 1 | 123.7 | 3.99 | https://re.jrc.ec.europa.eu/api/v5_3/PVcalc?lat=30.0444&lon=31.2357&peakpower=1&loss=14&angle=30&aspect=30&outputformat=json&raddatabase=PVGIS-SARAH3&pvtechchoice=crystSi&mountingplace=free&usehorizon=1
30 | 210 | 2 | 123.36 | 4.41 | https://re.jrc.ec.europa.eu/api/v5_3/PVcalc?lat=30.0444&lon=31.2357&peakpower=1&loss=14&angle=30&aspect=30&outputformat=json&raddatabase=PVGIS-SARAH3&pvtechchoice=crystSi&mountingplace=free&usehorizon=1
30 | 210 | 3 | 157.51 | 5.08 | https://re.jrc.ec.europa.eu/api/v5_3/PVcalc?lat=30.0444&lon=31.2357&peakpower=1&loss=14&angle=30&aspect=30&outputformat=json&raddatabase=PVGIS-SARAH3&pvtechchoice=crystSi&mountingplace=free&usehorizon=1
30 | 210 | 4 | 160.24 | 5.34 | https://re.jrc.ec.europa.eu/api/v5_3/PVcalc?lat=30.0444&lon=31.2357&peakpower=1&loss=14&angle=30&aspect=30&outputformat=json&raddatabase=PVGIS-SARAH3&pvtechchoice=crystSi&mountingplace=free&usehorizon=1
30 | 210 | 5 | 164.28 | 5.3 | https://re.jrc.ec.europa.eu/api/v5_3/PVcalc?lat=30.0444&lon=31.2357&peakpower=1&loss=14&angle=30&aspect=30&outputformat=json&raddatabase=PVGIS-SARAH3&pvtechchoice=crystSi&mountingplace=free&usehorizon=1
30 | 210 | 6 | 162.23 | 5.41 | https://re.jrc.ec.europa.eu/api/v5_3/PVcalc?lat=30.0444&lon=31.2357&peakpower=1&loss=14&angle=30&aspect=30&outputformat=json&raddatabase=PVGIS-SARAH3&pvtechchoice=crystSi&mountingplace=free&usehorizon=1
30 | 210 | 7 | 168.52 | 5.44 | https://re.jrc.ec.europa.eu/api/v5_3/PVcalc?lat=30.0444&lon=31.2357&peakpower=1&loss=14&angle=30&aspect=30&outputformat=json&raddatabase=PVGIS-SARAH3&pvtechchoice=crystSi&mountingplace=free&usehorizon=1
30 | 210 | 8 | 168.36 | 5.43 | https://re.jrc.ec.europa.eu/api/v5_3/PVcalc?lat=30.0444&lon=31.2357&peakpower=1&loss=14&angle=30&aspect=30&outputformat=json&raddatabase=PVGIS-SARAH3&pvtechchoice=crystSi&mountingplace=free&usehorizon=1
30 | 210 | 9 | 159.53 | 5.32 | https://re.jrc.ec.europa.eu/api/v5_3/PVcalc?lat=30.0444&lon=31.2357&peakpower=1&loss=14&angle=30&aspect=30&outputformat=json&raddatabase=PVGIS-SARAH3&pvtechchoice=crystSi&mountingplace=free&usehorizon=1
30 | 210 | 10 | 148.96 | 4.81 | https://re.jrc.ec.europa.eu/api/v5_3/PVcalc?lat=30.0444&lon=31.2357&peakpower=1&loss=14&angle=30&aspect=30&outputformat=json&raddatabase=PVGIS-SARAH3&pvtechchoice=crystSi&mountingplace=free&usehorizon=1
30 | 210 | 11 | 129.59 | 4.32 | https://re.jrc.ec.europa.eu/api/v5_3/PVcalc?lat=30.0444&lon=31.2357&peakpower=1&loss=14&angle=30&aspect=30&outputformat=json&raddatabase=PVGIS-SARAH3&pvtechchoice=crystSi&mountingplace=free&usehorizon=1
30 | 210 | 12 | 122.39 | 3.95 | https://re.jrc.ec.europa.eu/api/v5_3/PVcalc?lat=30.0444&lon=31.2357&peakpower=1&loss=14&angle=30&aspect=30&outputformat=json&raddatabase=PVGIS-SARAH3&pvtechchoice=crystSi&mountingplace=free&usehorizon=1
30 | 225 | 1 | 115.27 | 3.72 | https://re.jrc.ec.europa.eu/api/v5_3/PVcalc?lat=30.0444&lon=31.2357&peakpower=1&loss=14&angle=30&aspect=45&outputformat=json&raddatabase=PVGIS-SARAH3&pvtechchoice=crystSi&mountingplace=free&usehorizon=1
30 | 225 | 2 | 117.01 | 4.18 | https://re.jrc.ec.europa.eu/api/v5_3/PVcalc?lat=30.0444&lon=31.2357&peakpower=1&loss=14&angle=30&aspect=45&outputformat=json&raddatabase=PVGIS-SARAH3&pvtechchoice=crystSi&mountingplace=free&usehorizon=1
30 | 225 | 3 | 153.15 | 4.94 | https://re.jrc.ec.europa.eu/api/v5_3/PVcalc?lat=30.0444&lon=31.2357&peakpower=1&loss=14&angle=30&aspect=45&outputformat=json&raddatabase=PVGIS-SARAH3&pvtechchoice=crystSi&mountingplace=free&usehorizon=1
30 | 225 | 4 | 158.7 | 5.29 | https://re.jrc.ec.europa.eu/api/v5_3/PVcalc?lat=30.0444&lon=31.2357&peakpower=1&loss=14&angle=30&aspect=45&outputformat=json&raddatabase=PVGIS-SARAH3&pvtechchoice=crystSi&mountingplace=free&usehorizon=1
30 | 225 | 5 | 164.75 | 5.31 | https://re.jrc.ec.europa.eu/api/v5_3/PVcalc?lat=30.0444&lon=31.2357&peakpower=1&loss=14&angle=30&aspect=45&outputformat=json&raddatabase=PVGIS-SARAH3&pvtechchoice=crystSi&mountingplace=free&usehorizon=1
30 | 225 | 6 | 164.73 | 5.49 | https://re.jrc.ec.europa.eu/api/v5_3/PVcalc?lat=30.0444&lon=31.2357&peakpower=1&loss=14&angle=30&aspect=45&outputformat=json&raddatabase=PVGIS-SARAH3&pvtechchoice=crystSi&mountingplace=free&usehorizon=1
30 | 225 | 7 | 171.41 | 5.53 | https://re.jrc.ec.europa.eu/api/v5_3/PVcalc?lat=30.0444&lon=31.2357&peakpower=1&loss=14&angle=30&aspect=45&outputformat=json&raddatabase=PVGIS-SARAH3&pvtechchoice=crystSi&mountingplace=free&usehorizon=1
30 | 225 | 8 | 168.64 | 5.44 | https://re.jrc.ec.europa.eu/api/v5_3/PVcalc?lat=30.0444&lon=31.2357&peakpower=1&loss=14&angle=30&aspect=45&outputformat=json&raddatabase=PVGIS-SARAH3&pvtechchoice=crystSi&mountingplace=free&usehorizon=1
30 | 225 | 9 | 156.5 | 5.22 | https://re.jrc.ec.europa.eu/api/v5_3/PVcalc?lat=30.0444&lon=31.2357&peakpower=1&loss=14&angle=30&aspect=45&outputformat=json&raddatabase=PVGIS-SARAH3&pvtechchoice=crystSi&mountingplace=free&usehorizon=1
30 | 225 | 10 | 142.35 | 4.59 | https://re.jrc.ec.europa.eu/api/v5_3/PVcalc?lat=30.0444&lon=31.2357&peakpower=1&loss=14&angle=30&aspect=45&outputformat=json&raddatabase=PVGIS-SARAH3&pvtechchoice=crystSi&mountingplace=free&usehorizon=1
30 | 225 | 11 | 121.68 | 4.06 | https://re.jrc.ec.europa.eu/api/v5_3/PVcalc?lat=30.0444&lon=31.2357&peakpower=1&loss=14&angle=30&aspect=45&outputformat=json&raddatabase=PVGIS-SARAH3&pvtechchoice=crystSi&mountingplace=free&usehorizon=1
30 | 225 | 12 | 113.72 | 3.67 | https://re.jrc.ec.europa.eu/api/v5_3/PVcalc?lat=30.0444&lon=31.2357&peakpower=1&loss=14&angle=30&aspect=45&outputformat=json&raddatabase=PVGIS-SARAH3&pvtechchoice=crystSi&mountingplace=free&usehorizon=1
30 | 240 | 1 | 105.1 | 3.39 | https://re.jrc.ec.europa.eu/api/v5_3/PVcalc?lat=30.0444&lon=31.2357&peakpower=1&loss=14&angle=30&aspect=60&outputformat=json&raddatabase=PVGIS-SARAH3&pvtechchoice=crystSi&mountingplace=free&usehorizon=1
30 | 240 | 2 | 109.14 | 3.9 | https://re.jrc.ec.europa.eu/api/v5_3/PVcalc?lat=30.0444&lon=31.2357&peakpower=1&loss=14&angle=30&aspect=60&outputformat=json&raddatabase=PVGIS-SARAH3&pvtechchoice=crystSi&mountingplace=free&usehorizon=1
30 | 240 | 3 | 146.84 | 4.74 | https://re.jrc.ec.europa.eu/api/v5_3/PVcalc?lat=30.0444&lon=31.2357&peakpower=1&loss=14&angle=30&aspect=60&outputformat=json&raddatabase=PVGIS-SARAH3&pvtechchoice=crystSi&mountingplace=free&usehorizon=1
30 | 240 | 4 | 155.93 | 5.2 | https://re.jrc.ec.europa.eu/api/v5_3/PVcalc?lat=30.0444&lon=31.2357&peakpower=1&loss=14&angle=30&aspect=60&outputformat=json&raddatabase=PVGIS-SARAH3&pvtechchoice=crystSi&mountingplace=free&usehorizon=1
30 | 240 | 5 | 165.69 | 5.34 | https://re.jrc.ec.europa.eu/api/v5_3/PVcalc?lat=30.0444&lon=31.2357&peakpower=1&loss=14&angle=30&aspect=60&outputformat=json&raddatabase=PVGIS-SARAH3&pvtechchoice=crystSi&mountingplace=free&usehorizon=1
30 | 240 | 6 | 167.8 | 5.59 | https://re.jrc.ec.europa.eu/api/v5_3/PVcalc?lat=30.0444&lon=31.2357&peakpower=1&loss=14&angle=30&aspect=60&outputformat=json&raddatabase=PVGIS-SARAH3&pvtechchoice=crystSi&mountingplace=free&usehorizon=1
30 | 240 | 7 | 173.15 | 5.59 | https://re.jrc.ec.europa.eu/api/v5_3/PVcalc?lat=30.0444&lon=31.2357&peakpower=1&loss=14&angle=30&aspect=60&outputformat=json&raddatabase=PVGIS-SARAH3&pvtechchoice=crystSi&mountingplace=free&usehorizon=1
30 | 240 | 8 | 167.37 | 5.4 | https://re.jrc.ec.europa.eu/api/v5_3/PVcalc?lat=30.0444&lon=31.2357&peakpower=1&loss=14&angle=30&aspect=60&outputformat=json&raddatabase=PVGIS-SARAH3&pvtechchoice=crystSi&mountingplace=free&usehorizon=1
30 | 240 | 9 | 151.69 | 5.06 | https://re.jrc.ec.europa.eu/api/v5_3/PVcalc?lat=30.0444&lon=31.2357&peakpower=1&loss=14&angle=30&aspect=60&outputformat=json&raddatabase=PVGIS-SARAH3&pvtechchoice=crystSi&mountingplace=free&usehorizon=1
30 | 240 | 10 | 134.47 | 4.34 | https://re.jrc.ec.europa.eu/api/v5_3/PVcalc?lat=30.0444&lon=31.2357&peakpower=1&loss=14&angle=30&aspect=60&outputformat=json&raddatabase=PVGIS-SARAH3&pvtechchoice=crystSi&mountingplace=free&usehorizon=1
30 | 240 | 11 | 111.64 | 3.72 | https://re.jrc.ec.europa.eu/api/v5_3/PVcalc?lat=30.0444&lon=31.2357&peakpower=1&loss=14&angle=30&aspect=60&outputformat=json&raddatabase=PVGIS-SARAH3&pvtechchoice=crystSi&mountingplace=free&usehorizon=1
30 | 240 | 12 | 102.73 | 3.31 | https://re.jrc.ec.europa.eu/api/v5_3/PVcalc?lat=30.0444&lon=31.2357&peakpower=1&loss=14&angle=30&aspect=60&outputformat=json&raddatabase=PVGIS-SARAH3&pvtechchoice=crystSi&mountingplace=free&usehorizon=1
30 | 255 | 1 | 93.88 | 3.03 | https://re.jrc.ec.europa.eu/api/v5_3/PVcalc?lat=30.0444&lon=31.2357&peakpower=1&loss=14&angle=30&aspect=75&outputformat=json&raddatabase=PVGIS-SARAH3&pvtechchoice=crystSi&mountingplace=free&usehorizon=1
30 | 255 | 2 | 100.85 | 3.6 | https://re.jrc.ec.europa.eu/api/v5_3/PVcalc?lat=30.0444&lon=31.2357&peakpower=1&loss=14&angle=30&aspect=75&outputformat=json&raddatabase=PVGIS-SARAH3&pvtechchoice=crystSi&mountingplace=free&usehorizon=1
30 | 255 | 3 | 139.82 | 4.51 | https://re.jrc.ec.europa.eu/api/v5_3/PVcalc?lat=30.0444&lon=31.2357&peakpower=1&loss=14&angle=30&aspect=75&outputformat=json&raddatabase=PVGIS-SARAH3&pvtechchoice=crystSi&mountingplace=free&usehorizon=1
30 | 255 | 4 | 152.06 | 5.07 | https://re.jrc.ec.europa.eu/api/v5_3/PVcalc?lat=30.0444&lon=31.2357&peakpower=1&loss=14&angle=30&aspect=75&outputformat=json&raddatabase=PVGIS-SARAH3&pvtechchoice=crystSi&mountingplace=free&usehorizon=1
30 | 255 | 5 | 165.17 | 5.33 | https://re.jrc.ec.europa.eu/api/v5_3/PVcalc?lat=30.0444&lon=31.2357&peakpower=1&loss=14&angle=30&aspect=75&outputformat=json&raddatabase=PVGIS-SARAH3&pvtechchoice=crystSi&mountingplace=free&usehorizon=1
30 | 255 | 6 | 169.4 | 5.65 | https://re.jrc.ec.europa.eu/api/v5_3/PVcalc?lat=30.0444&lon=31.2357&peakpower=1&loss=14&angle=30&aspect=75&outputformat=json&raddatabase=PVGIS-SARAH3&pvtechchoice=crystSi&mountingplace=free&usehorizon=1
30 | 255 | 7 | 174.01 | 5.61 | https://re.jrc.ec.europa.eu/api/v5_3/PVcalc?lat=30.0444&lon=31.2357&peakpower=1&loss=14&angle=30&aspect=75&outputformat=json&raddatabase=PVGIS-SARAH3&pvtechchoice=crystSi&mountingplace=free&usehorizon=1
30 | 255 | 8 | 164.97 | 5.32 | https://re.jrc.ec.europa.eu/api/v5_3/PVcalc?lat=30.0444&lon=31.2357&peakpower=1&loss=14&angle=30&aspect=75&outputformat=json&raddatabase=PVGIS-SARAH3&pvtechchoice=crystSi&mountingplace=free&usehorizon=1
30 | 255 | 9 | 145.44 | 4.85 | https://re.jrc.ec.europa.eu/api/v5_3/PVcalc?lat=30.0444&lon=31.2357&peakpower=1&loss=14&angle=30&aspect=75&outputformat=json&raddatabase=PVGIS-SARAH3&pvtechchoice=crystSi&mountingplace=free&usehorizon=1
30 | 255 | 10 | 124.7 | 4.02 | https://re.jrc.ec.europa.eu/api/v5_3/PVcalc?lat=30.0444&lon=31.2357&peakpower=1&loss=14&angle=30&aspect=75&outputformat=json&raddatabase=PVGIS-SARAH3&pvtechchoice=crystSi&mountingplace=free&usehorizon=1
30 | 255 | 11 | 100.49 | 3.35 | https://re.jrc.ec.europa.eu/api/v5_3/PVcalc?lat=30.0444&lon=31.2357&peakpower=1&loss=14&angle=30&aspect=75&outputformat=json&raddatabase=PVGIS-SARAH3&pvtechchoice=crystSi&mountingplace=free&usehorizon=1
30 | 255 | 12 | 91.07 | 2.94 | https://re.jrc.ec.europa.eu/api/v5_3/PVcalc?lat=30.0444&lon=31.2357&peakpower=1&loss=14&angle=30&aspect=75&outputformat=json&raddatabase=PVGIS-SARAH3&pvtechchoice=crystSi&mountingplace=free&usehorizon=1
30 | 270 | 1 | 81.63 | 2.63 | https://re.jrc.ec.europa.eu/api/v5_3/PVcalc?lat=30.0444&lon=31.2357&peakpower=1&loss=14&angle=30&aspect=90&outputformat=json&raddatabase=PVGIS-SARAH3&pvtechchoice=crystSi&mountingplace=free&usehorizon=1
30 | 270 | 2 | 91.28 | 3.26 | https://re.jrc.ec.europa.eu/api/v5_3/PVcalc?lat=30.0444&lon=31.2357&peakpower=1&loss=14&angle=30&aspect=90&outputformat=json&raddatabase=PVGIS-SARAH3&pvtechchoice=crystSi&mountingplace=free&usehorizon=1
30 | 270 | 3 | 131.86 | 4.25 | https://re.jrc.ec.europa.eu/api/v5_3/PVcalc?lat=30.0444&lon=31.2357&peakpower=1&loss=14&angle=30&aspect=90&outputformat=json&raddatabase=PVGIS-SARAH3&pvtechchoice=crystSi&mountingplace=free&usehorizon=1
30 | 270 | 4 | 147.44 | 4.91 | https://re.jrc.ec.europa.eu/api/v5_3/PVcalc?lat=30.0444&lon=31.2357&peakpower=1&loss=14&angle=30&aspect=90&outputformat=json&raddatabase=PVGIS-SARAH3&pvtechchoice=crystSi&mountingplace=free&usehorizon=1
30 | 270 | 5 | 163.95 | 5.29 | https://re.jrc.ec.europa.eu/api/v5_3/PVcalc?lat=30.0444&lon=31.2357&peakpower=1&loss=14&angle=30&aspect=90&outputformat=json&raddatabase=PVGIS-SARAH3&pvtechchoice=crystSi&mountingplace=free&usehorizon=1
30 | 270 | 6 | 170.21 | 5.67 | https://re.jrc.ec.europa.eu/api/v5_3/PVcalc?lat=30.0444&lon=31.2357&peakpower=1&loss=14&angle=30&aspect=90&outputformat=json&raddatabase=PVGIS-SARAH3&pvtechchoice=crystSi&mountingplace=free&usehorizon=1
30 | 270 | 7 | 174.02 | 5.61 | https://re.jrc.ec.europa.eu/api/v5_3/PVcalc?lat=30.0444&lon=31.2357&peakpower=1&loss=14&angle=30&aspect=90&outputformat=json&raddatabase=PVGIS-SARAH3&pvtechchoice=crystSi&mountingplace=free&usehorizon=1
30 | 270 | 8 | 161.63 | 5.21 | https://re.jrc.ec.europa.eu/api/v5_3/PVcalc?lat=30.0444&lon=31.2357&peakpower=1&loss=14&angle=30&aspect=90&outputformat=json&raddatabase=PVGIS-SARAH3&pvtechchoice=crystSi&mountingplace=free&usehorizon=1
30 | 270 | 9 | 138.19 | 4.61 | https://re.jrc.ec.europa.eu/api/v5_3/PVcalc?lat=30.0444&lon=31.2357&peakpower=1&loss=14&angle=30&aspect=90&outputformat=json&raddatabase=PVGIS-SARAH3&pvtechchoice=crystSi&mountingplace=free&usehorizon=1
30 | 270 | 10 | 114.74 | 3.7 | https://re.jrc.ec.europa.eu/api/v5_3/PVcalc?lat=30.0444&lon=31.2357&peakpower=1&loss=14&angle=30&aspect=90&outputformat=json&raddatabase=PVGIS-SARAH3&pvtechchoice=crystSi&mountingplace=free&usehorizon=1
30 | 270 | 11 | 88.79 | 2.96 | https://re.jrc.ec.europa.eu/api/v5_3/PVcalc?lat=30.0444&lon=31.2357&peakpower=1&loss=14&angle=30&aspect=90&outputformat=json&raddatabase=PVGIS-SARAH3&pvtechchoice=crystSi&mountingplace=free&usehorizon=1
30 | 270 | 12 | 78.09 | 2.52 | https://re.jrc.ec.europa.eu/api/v5_3/PVcalc?lat=30.0444&lon=31.2357&peakpower=1&loss=14&angle=30&aspect=90&outputformat=json&raddatabase=PVGIS-SARAH3&pvtechchoice=crystSi&mountingplace=free&usehorizon=1
30 | 285 | 1 | 70.24 | 2.27 | https://re.jrc.ec.europa.eu/api/v5_3/PVcalc?lat=30.0444&lon=31.2357&peakpower=1&loss=14&angle=30&aspect=105&outputformat=json&raddatabase=PVGIS-SARAH3&pvtechchoice=crystSi&mountingplace=free&usehorizon=1
30 | 285 | 2 | 81.69 | 2.92 | https://re.jrc.ec.europa.eu/api/v5_3/PVcalc?lat=30.0444&lon=31.2357&peakpower=1&loss=14&angle=30&aspect=105&outputformat=json&raddatabase=PVGIS-SARAH3&pvtechchoice=crystSi&mountingplace=free&usehorizon=1
30 | 285 | 3 | 122.93 | 3.97 | https://re.jrc.ec.europa.eu/api/v5_3/PVcalc?lat=30.0444&lon=31.2357&peakpower=1&loss=14&angle=30&aspect=105&outputformat=json&raddatabase=PVGIS-SARAH3&pvtechchoice=crystSi&mountingplace=free&usehorizon=1
30 | 285 | 4 | 142.27 | 4.74 | https://re.jrc.ec.europa.eu/api/v5_3/PVcalc?lat=30.0444&lon=31.2357&peakpower=1&loss=14&angle=30&aspect=105&outputformat=json&raddatabase=PVGIS-SARAH3&pvtechchoice=crystSi&mountingplace=free&usehorizon=1
30 | 285 | 5 | 162.14 | 5.23 | https://re.jrc.ec.europa.eu/api/v5_3/PVcalc?lat=30.0444&lon=31.2357&peakpower=1&loss=14&angle=30&aspect=105&outputformat=json&raddatabase=PVGIS-SARAH3&pvtechchoice=crystSi&mountingplace=free&usehorizon=1
30 | 285 | 6 | 170.26 | 5.68 | https://re.jrc.ec.europa.eu/api/v5_3/PVcalc?lat=30.0444&lon=31.2357&peakpower=1&loss=14&angle=30&aspect=105&outputformat=json&raddatabase=PVGIS-SARAH3&pvtechchoice=crystSi&mountingplace=free&usehorizon=1
30 | 285 | 7 | 173.24 | 5.59 | https://re.jrc.ec.europa.eu/api/v5_3/PVcalc?lat=30.0444&lon=31.2357&peakpower=1&loss=14&angle=30&aspect=105&outputformat=json&raddatabase=PVGIS-SARAH3&pvtechchoice=crystSi&mountingplace=free&usehorizon=1
30 | 285 | 8 | 157.5 | 5.08 | https://re.jrc.ec.europa.eu/api/v5_3/PVcalc?lat=30.0444&lon=31.2357&peakpower=1&loss=14&angle=30&aspect=105&outputformat=json&raddatabase=PVGIS-SARAH3&pvtechchoice=crystSi&mountingplace=free&usehorizon=1
30 | 285 | 9 | 130.39 | 4.35 | https://re.jrc.ec.europa.eu/api/v5_3/PVcalc?lat=30.0444&lon=31.2357&peakpower=1&loss=14&angle=30&aspect=105&outputformat=json&raddatabase=PVGIS-SARAH3&pvtechchoice=crystSi&mountingplace=free&usehorizon=1
30 | 285 | 10 | 103.97 | 3.35 | https://re.jrc.ec.europa.eu/api/v5_3/PVcalc?lat=30.0444&lon=31.2357&peakpower=1&loss=14&angle=30&aspect=105&outputformat=json&raddatabase=PVGIS-SARAH3&pvtechchoice=crystSi&mountingplace=free&usehorizon=1
30 | 285 | 11 | 76.18 | 2.54 | https://re.jrc.ec.europa.eu/api/v5_3/PVcalc?lat=30.0444&lon=31.2357&peakpower=1&loss=14&angle=30&aspect=105&outputformat=json&raddatabase=PVGIS-SARAH3&pvtechchoice=crystSi&mountingplace=free&usehorizon=1
30 | 285 | 12 | 65.8 | 2.12 | https://re.jrc.ec.europa.eu/api/v5_3/PVcalc?lat=30.0444&lon=31.2357&peakpower=1&loss=14&angle=30&aspect=105&outputformat=json&raddatabase=PVGIS-SARAH3&pvtechchoice=crystSi&mountingplace=free&usehorizon=1
30 | 300 | 1 | 58.2 | 1.88 | https://re.jrc.ec.europa.eu/api/v5_3/PVcalc?lat=30.0444&lon=31.2357&peakpower=1&loss=14&angle=30&aspect=120&outputformat=json&raddatabase=PVGIS-SARAH3&pvtechchoice=crystSi&mountingplace=free&usehorizon=1
30 | 300 | 2 | 72.15 | 2.58 | https://re.jrc.ec.europa.eu/api/v5_3/PVcalc?lat=30.0444&lon=31.2357&peakpower=1&loss=14&angle=30&aspect=120&outputformat=json&raddatabase=PVGIS-SARAH3&pvtechchoice=crystSi&mountingplace=free&usehorizon=1
30 | 300 | 3 | 113.47 | 3.66 | https://re.jrc.ec.europa.eu/api/v5_3/PVcalc?lat=30.0444&lon=31.2357&peakpower=1&loss=14&angle=30&aspect=120&outputformat=json&raddatabase=PVGIS-SARAH3&pvtechchoice=crystSi&mountingplace=free&usehorizon=1
30 | 300 | 4 | 136.85 | 4.56 | https://re.jrc.ec.europa.eu/api/v5_3/PVcalc?lat=30.0444&lon=31.2357&peakpower=1&loss=14&angle=30&aspect=120&outputformat=json&raddatabase=PVGIS-SARAH3&pvtechchoice=crystSi&mountingplace=free&usehorizon=1
30 | 300 | 5 | 159.45 | 5.14 | https://re.jrc.ec.europa.eu/api/v5_3/PVcalc?lat=30.0444&lon=31.2357&peakpower=1&loss=14&angle=30&aspect=120&outputformat=json&raddatabase=PVGIS-SARAH3&pvtechchoice=crystSi&mountingplace=free&usehorizon=1
30 | 300 | 6 | 169.18 | 5.64 | https://re.jrc.ec.europa.eu/api/v5_3/PVcalc?lat=30.0444&lon=31.2357&peakpower=1&loss=14&angle=30&aspect=120&outputformat=json&raddatabase=PVGIS-SARAH3&pvtechchoice=crystSi&mountingplace=free&usehorizon=1
30 | 300 | 7 | 171.36 | 5.53 | https://re.jrc.ec.europa.eu/api/v5_3/PVcalc?lat=30.0444&lon=31.2357&peakpower=1&loss=14&angle=30&aspect=120&outputformat=json&raddatabase=PVGIS-SARAH3&pvtechchoice=crystSi&mountingplace=free&usehorizon=1
30 | 300 | 8 | 152.9 | 4.93 | https://re.jrc.ec.europa.eu/api/v5_3/PVcalc?lat=30.0444&lon=31.2357&peakpower=1&loss=14&angle=30&aspect=120&outputformat=json&raddatabase=PVGIS-SARAH3&pvtechchoice=crystSi&mountingplace=free&usehorizon=1
30 | 300 | 9 | 121.98 | 4.07 | https://re.jrc.ec.europa.eu/api/v5_3/PVcalc?lat=30.0444&lon=31.2357&peakpower=1&loss=14&angle=30&aspect=120&outputformat=json&raddatabase=PVGIS-SARAH3&pvtechchoice=crystSi&mountingplace=free&usehorizon=1
30 | 300 | 10 | 92.59 | 2.99 | https://re.jrc.ec.europa.eu/api/v5_3/PVcalc?lat=30.0444&lon=31.2357&peakpower=1&loss=14&angle=30&aspect=120&outputformat=json&raddatabase=PVGIS-SARAH3&pvtechchoice=crystSi&mountingplace=free&usehorizon=1
30 | 300 | 11 | 64.1 | 2.14 | https://re.jrc.ec.europa.eu/api/v5_3/PVcalc?lat=30.0444&lon=31.2357&peakpower=1&loss=14&angle=30&aspect=120&outputformat=json&raddatabase=PVGIS-SARAH3&pvtechchoice=crystSi&mountingplace=free&usehorizon=1
30 | 300 | 12 | 53.3 | 1.72 | https://re.jrc.ec.europa.eu/api/v5_3/PVcalc?lat=30.0444&lon=31.2357&peakpower=1&loss=14&angle=30&aspect=120&outputformat=json&raddatabase=PVGIS-SARAH3&pvtechchoice=crystSi&mountingplace=free&usehorizon=1
30 | 315 | 1 | 46.88 | 1.51 | https://re.jrc.ec.europa.eu/api/v5_3/PVcalc?lat=30.0444&lon=31.2357&peakpower=1&loss=14&angle=30&aspect=135&outputformat=json&raddatabase=PVGIS-SARAH3&pvtechchoice=crystSi&mountingplace=free&usehorizon=1
30 | 315 | 2 | 62.74 | 2.24 | https://re.jrc.ec.europa.eu/api/v5_3/PVcalc?lat=30.0444&lon=31.2357&peakpower=1&loss=14&angle=30&aspect=135&outputformat=json&raddatabase=PVGIS-SARAH3&pvtechchoice=crystSi&mountingplace=free&usehorizon=1
30 | 315 | 3 | 104.14 | 3.36 | https://re.jrc.ec.europa.eu/api/v5_3/PVcalc?lat=30.0444&lon=31.2357&peakpower=1&loss=14&angle=30&aspect=135&outputformat=json&raddatabase=PVGIS-SARAH3&pvtechchoice=crystSi&mountingplace=free&usehorizon=1
30 | 315 | 4 | 131.44 | 4.38 | https://re.jrc.ec.europa.eu/api/v5_3/PVcalc?lat=30.0444&lon=31.2357&peakpower=1&loss=14&angle=30&aspect=135&outputformat=json&raddatabase=PVGIS-SARAH3&pvtechchoice=crystSi&mountingplace=free&usehorizon=1
30 | 315 | 5 | 157.47 | 5.08 | https://re.jrc.ec.europa.eu/api/v5_3/PVcalc?lat=30.0444&lon=31.2357&peakpower=1&loss=14&angle=30&aspect=135&outputformat=json&raddatabase=PVGIS-SARAH3&pvtechchoice=crystSi&mountingplace=free&usehorizon=1
30 | 315 | 6 | 168.83 | 5.63 | https://re.jrc.ec.europa.eu/api/v5_3/PVcalc?lat=30.0444&lon=31.2357&peakpower=1&loss=14&angle=30&aspect=135&outputformat=json&raddatabase=PVGIS-SARAH3&pvtechchoice=crystSi&mountingplace=free&usehorizon=1
30 | 315 | 7 | 169.89 | 5.48 | https://re.jrc.ec.europa.eu/api/v5_3/PVcalc?lat=30.0444&lon=31.2357&peakpower=1&loss=14&angle=30&aspect=135&outputformat=json&raddatabase=PVGIS-SARAH3&pvtechchoice=crystSi&mountingplace=free&usehorizon=1
30 | 315 | 8 | 147.93 | 4.77 | https://re.jrc.ec.europa.eu/api/v5_3/PVcalc?lat=30.0444&lon=31.2357&peakpower=1&loss=14&angle=30&aspect=135&outputformat=json&raddatabase=PVGIS-SARAH3&pvtechchoice=crystSi&mountingplace=free&usehorizon=1
30 | 315 | 9 | 113.65 | 3.79 | https://re.jrc.ec.europa.eu/api/v5_3/PVcalc?lat=30.0444&lon=31.2357&peakpower=1&loss=14&angle=30&aspect=135&outputformat=json&raddatabase=PVGIS-SARAH3&pvtechchoice=crystSi&mountingplace=free&usehorizon=1
30 | 315 | 10 | 81.39 | 2.63 | https://re.jrc.ec.europa.eu/api/v5_3/PVcalc?lat=30.0444&lon=31.2357&peakpower=1&loss=14&angle=30&aspect=135&outputformat=json&raddatabase=PVGIS-SARAH3&pvtechchoice=crystSi&mountingplace=free&usehorizon=1
30 | 315 | 11 | 52.39 | 1.75 | https://re.jrc.ec.europa.eu/api/v5_3/PVcalc?lat=30.0444&lon=31.2357&peakpower=1&loss=14&angle=30&aspect=135&outputformat=json&raddatabase=PVGIS-SARAH3&pvtechchoice=crystSi&mountingplace=free&usehorizon=1
30 | 315 | 12 | 41.47 | 1.34 | https://re.jrc.ec.europa.eu/api/v5_3/PVcalc?lat=30.0444&lon=31.2357&peakpower=1&loss=14&angle=30&aspect=135&outputformat=json&raddatabase=PVGIS-SARAH3&pvtechchoice=crystSi&mountingplace=free&usehorizon=1
30 | 330 | 1 | 37.08 | 1.2 | https://re.jrc.ec.europa.eu/api/v5_3/PVcalc?lat=30.0444&lon=31.2357&peakpower=1&loss=14&angle=30&aspect=150&outputformat=json&raddatabase=PVGIS-SARAH3&pvtechchoice=crystSi&mountingplace=free&usehorizon=1
30 | 330 | 2 | 54.15 | 1.93 | https://re.jrc.ec.europa.eu/api/v5_3/PVcalc?lat=30.0444&lon=31.2357&peakpower=1&loss=14&angle=30&aspect=150&outputformat=json&raddatabase=PVGIS-SARAH3&pvtechchoice=crystSi&mountingplace=free&usehorizon=1
30 | 330 | 3 | 95.78 | 3.09 | https://re.jrc.ec.europa.eu/api/v5_3/PVcalc?lat=30.0444&lon=31.2357&peakpower=1&loss=14&angle=30&aspect=150&outputformat=json&raddatabase=PVGIS-SARAH3&pvtechchoice=crystSi&mountingplace=free&usehorizon=1
30 | 330 | 4 | 126.94 | 4.23 | https://re.jrc.ec.europa.eu/api/v5_3/PVcalc?lat=30.0444&lon=31.2357&peakpower=1&loss=14&angle=30&aspect=150&outputformat=json&raddatabase=PVGIS-SARAH3&pvtechchoice=crystSi&mountingplace=free&usehorizon=1
30 | 330 | 5 | 156.09 | 5.04 | https://re.jrc.ec.europa.eu/api/v5_3/PVcalc?lat=30.0444&lon=31.2357&peakpower=1&loss=14&angle=30&aspect=150&outputformat=json&raddatabase=PVGIS-SARAH3&pvtechchoice=crystSi&mountingplace=free&usehorizon=1
30 | 330 | 6 | 168.64 | 5.62 | https://re.jrc.ec.europa.eu/api/v5_3/PVcalc?lat=30.0444&lon=31.2357&peakpower=1&loss=14&angle=30&aspect=150&outputformat=json&raddatabase=PVGIS-SARAH3&pvtechchoice=crystSi&mountingplace=free&usehorizon=1
30 | 330 | 7 | 168.61 | 5.44 | https://re.jrc.ec.europa.eu/api/v5_3/PVcalc?lat=30.0444&lon=31.2357&peakpower=1&loss=14&angle=30&aspect=150&outputformat=json&raddatabase=PVGIS-SARAH3&pvtechchoice=crystSi&mountingplace=free&usehorizon=1
30 | 330 | 8 | 143.88 | 4.64 | https://re.jrc.ec.europa.eu/api/v5_3/PVcalc?lat=30.0444&lon=31.2357&peakpower=1&loss=14&angle=30&aspect=150&outputformat=json&raddatabase=PVGIS-SARAH3&pvtechchoice=crystSi&mountingplace=free&usehorizon=1
30 | 330 | 9 | 106.22 | 3.54 | https://re.jrc.ec.europa.eu/api/v5_3/PVcalc?lat=30.0444&lon=31.2357&peakpower=1&loss=14&angle=30&aspect=150&outputformat=json&raddatabase=PVGIS-SARAH3&pvtechchoice=crystSi&mountingplace=free&usehorizon=1
30 | 330 | 10 | 71.08 | 2.29 | https://re.jrc.ec.europa.eu/api/v5_3/PVcalc?lat=30.0444&lon=31.2357&peakpower=1&loss=14&angle=30&aspect=150&outputformat=json&raddatabase=PVGIS-SARAH3&pvtechchoice=crystSi&mountingplace=free&usehorizon=1
30 | 330 | 11 | 41.72 | 1.39 | https://re.jrc.ec.europa.eu/api/v5_3/PVcalc?lat=30.0444&lon=31.2357&peakpower=1&loss=14&angle=30&aspect=150&outputformat=json&raddatabase=PVGIS-SARAH3&pvtechchoice=crystSi&mountingplace=free&usehorizon=1
30 | 330 | 12 | 31.44 | 1.01 | https://re.jrc.ec.europa.eu/api/v5_3/PVcalc?lat=30.0444&lon=31.2357&peakpower=1&loss=14&angle=30&aspect=150&outputformat=json&raddatabase=PVGIS-SARAH3&pvtechchoice=crystSi&mountingplace=free&usehorizon=1
30 | 345 | 1 | 30.16 | 0.97 | https://re.jrc.ec.europa.eu/api/v5_3/PVcalc?lat=30.0444&lon=31.2357&peakpower=1&loss=14&angle=30&aspect=165&outputformat=json&raddatabase=PVGIS-SARAH3&pvtechchoice=crystSi&mountingplace=free&usehorizon=1
30 | 345 | 2 | 47.51 | 1.7 | https://re.jrc.ec.europa.eu/api/v5_3/PVcalc?lat=30.0444&lon=31.2357&peakpower=1&loss=14&angle=30&aspect=165&outputformat=json&raddatabase=PVGIS-SARAH3&pvtechchoice=crystSi&mountingplace=free&usehorizon=1
30 | 345 | 3 | 89.54 | 2.89 | https://re.jrc.ec.europa.eu/api/v5_3/PVcalc?lat=30.0444&lon=31.2357&peakpower=1&loss=14&angle=30&aspect=165&outputformat=json&raddatabase=PVGIS-SARAH3&pvtechchoice=crystSi&mountingplace=free&usehorizon=1
30 | 345 | 4 | 124.13 | 4.14 | https://re.jrc.ec.europa.eu/api/v5_3/PVcalc?lat=30.0444&lon=31.2357&peakpower=1&loss=14&angle=30&aspect=165&outputformat=json&raddatabase=PVGIS-SARAH3&pvtechchoice=crystSi&mountingplace=free&usehorizon=1
30 | 345 | 5 | 155.46 | 5.01 | https://re.jrc.ec.europa.eu/api/v5_3/PVcalc?lat=30.0444&lon=31.2357&peakpower=1&loss=14&angle=30&aspect=165&outputformat=json&raddatabase=PVGIS-SARAH3&pvtechchoice=crystSi&mountingplace=free&usehorizon=1
30 | 345 | 6 | 168.34 | 5.61 | https://re.jrc.ec.europa.eu/api/v5_3/PVcalc?lat=30.0444&lon=31.2357&peakpower=1&loss=14&angle=30&aspect=165&outputformat=json&raddatabase=PVGIS-SARAH3&pvtechchoice=crystSi&mountingplace=free&usehorizon=1
30 | 345 | 7 | 167.35 | 5.4 | https://re.jrc.ec.europa.eu/api/v5_3/PVcalc?lat=30.0444&lon=31.2357&peakpower=1&loss=14&angle=30&aspect=165&outputformat=json&raddatabase=PVGIS-SARAH3&pvtechchoice=crystSi&mountingplace=free&usehorizon=1
30 | 345 | 8 | 141.04 | 4.55 | https://re.jrc.ec.europa.eu/api/v5_3/PVcalc?lat=30.0444&lon=31.2357&peakpower=1&loss=14&angle=30&aspect=165&outputformat=json&raddatabase=PVGIS-SARAH3&pvtechchoice=crystSi&mountingplace=free&usehorizon=1
30 | 345 | 9 | 100.67 | 3.36 | https://re.jrc.ec.europa.eu/api/v5_3/PVcalc?lat=30.0444&lon=31.2357&peakpower=1&loss=14&angle=30&aspect=165&outputformat=json&raddatabase=PVGIS-SARAH3&pvtechchoice=crystSi&mountingplace=free&usehorizon=1
30 | 345 | 10 | 63.12 | 2.04 | https://re.jrc.ec.europa.eu/api/v5_3/PVcalc?lat=30.0444&lon=31.2357&peakpower=1&loss=14&angle=30&aspect=165&outputformat=json&raddatabase=PVGIS-SARAH3&pvtechchoice=crystSi&mountingplace=free&usehorizon=1
30 | 345 | 11 | 33.61 | 1.12 | https://re.jrc.ec.europa.eu/api/v5_3/PVcalc?lat=30.0444&lon=31.2357&peakpower=1&loss=14&angle=30&aspect=165&outputformat=json&raddatabase=PVGIS-SARAH3&pvtechchoice=crystSi&mountingplace=free&usehorizon=1
30 | 345 | 12 | 24.95 | 0.8 | https://re.jrc.ec.europa.eu/api/v5_3/PVcalc?lat=30.0444&lon=31.2357&peakpower=1&loss=14&angle=30&aspect=165&outputformat=json&raddatabase=PVGIS-SARAH3&pvtechchoice=crystSi&mountingplace=free&usehorizon=1
30 | 360 | 1 | 27.65 | 0.89 | https://re.jrc.ec.europa.eu/api/v5_3/PVcalc?lat=30.0444&lon=31.2357&peakpower=1&loss=14&angle=30&aspect=180&outputformat=json&raddatabase=PVGIS-SARAH3&pvtechchoice=crystSi&mountingplace=free&usehorizon=1
30 | 360 | 2 | 45.24 | 1.62 | https://re.jrc.ec.europa.eu/api/v5_3/PVcalc?lat=30.0444&lon=31.2357&peakpower=1&loss=14&angle=30&aspect=180&outputformat=json&raddatabase=PVGIS-SARAH3&pvtechchoice=crystSi&mountingplace=free&usehorizon=1
30 | 360 | 3 | 86.95 | 2.8 | https://re.jrc.ec.europa.eu/api/v5_3/PVcalc?lat=30.0444&lon=31.2357&peakpower=1&loss=14&angle=30&aspect=180&outputformat=json&raddatabase=PVGIS-SARAH3&pvtechchoice=crystSi&mountingplace=free&usehorizon=1
30 | 360 | 4 | 122.65 | 4.09 | https://re.jrc.ec.europa.eu/api/v5_3/PVcalc?lat=30.0444&lon=31.2357&peakpower=1&loss=14&angle=30&aspect=180&outputformat=json&raddatabase=PVGIS-SARAH3&pvtechchoice=crystSi&mountingplace=free&usehorizon=1
30 | 360 | 5 | 154.71 | 4.99 | https://re.jrc.ec.europa.eu/api/v5_3/PVcalc?lat=30.0444&lon=31.2357&peakpower=1&loss=14&angle=30&aspect=180&outputformat=json&raddatabase=PVGIS-SARAH3&pvtechchoice=crystSi&mountingplace=free&usehorizon=1
30 | 360 | 6 | 167.07 | 5.57 | https://re.jrc.ec.europa.eu/api/v5_3/PVcalc?lat=30.0444&lon=31.2357&peakpower=1&loss=14&angle=30&aspect=180&outputformat=json&raddatabase=PVGIS-SARAH3&pvtechchoice=crystSi&mountingplace=free&usehorizon=1
30 | 360 | 7 | 165.3 | 5.33 | https://re.jrc.ec.europa.eu/api/v5_3/PVcalc?lat=30.0444&lon=31.2357&peakpower=1&loss=14&angle=30&aspect=180&outputformat=json&raddatabase=PVGIS-SARAH3&pvtechchoice=crystSi&mountingplace=free&usehorizon=1
30 | 360 | 8 | 138.82 | 4.48 | https://re.jrc.ec.europa.eu/api/v5_3/PVcalc?lat=30.0444&lon=31.2357&peakpower=1&loss=14&angle=30&aspect=180&outputformat=json&raddatabase=PVGIS-SARAH3&pvtechchoice=crystSi&mountingplace=free&usehorizon=1
30 | 360 | 9 | 97.9 | 3.26 | https://re.jrc.ec.europa.eu/api/v5_3/PVcalc?lat=30.0444&lon=31.2357&peakpower=1&loss=14&angle=30&aspect=180&outputformat=json&raddatabase=PVGIS-SARAH3&pvtechchoice=crystSi&mountingplace=free&usehorizon=1
30 | 360 | 10 | 59.93 | 1.93 | https://re.jrc.ec.europa.eu/api/v5_3/PVcalc?lat=30.0444&lon=31.2357&peakpower=1&loss=14&angle=30&aspect=180&outputformat=json&raddatabase=PVGIS-SARAH3&pvtechchoice=crystSi&mountingplace=free&usehorizon=1
30 | 360 | 11 | 30.63 | 1.02 | https://re.jrc.ec.europa.eu/api/v5_3/PVcalc?lat=30.0444&lon=31.2357&peakpower=1&loss=14&angle=30&aspect=180&outputformat=json&raddatabase=PVGIS-SARAH3&pvtechchoice=crystSi&mountingplace=free&usehorizon=1
30 | 360 | 12 | 22.56 | 0.73 | https://re.jrc.ec.europa.eu/api/v5_3/PVcalc?lat=30.0444&lon=31.2357&peakpower=1&loss=14&angle=30&aspect=180&outputformat=json&raddatabase=PVGIS-SARAH3&pvtechchoice=crystSi&mountingplace=free&usehorizon=1
35 | 0 | 1 | 22.5 | 0.73 | https://re.jrc.ec.europa.eu/api/v5_3/PVcalc?lat=30.0444&lon=31.2357&peakpower=1&loss=14&angle=35&aspect=-180&outputformat=json&raddatabase=PVGIS-SARAH3&pvtechchoice=crystSi&mountingplace=free&usehorizon=1
35 | 0 | 2 | 36.07 | 1.29 | https://re.jrc.ec.europa.eu/api/v5_3/PVcalc?lat=30.0444&lon=31.2357&peakpower=1&loss=14&angle=35&aspect=-180&outputformat=json&raddatabase=PVGIS-SARAH3&pvtechchoice=crystSi&mountingplace=free&usehorizon=1
35 | 0 | 3 | 75.4 | 2.43 | https://re.jrc.ec.europa.eu/api/v5_3/PVcalc?lat=30.0444&lon=31.2357&peakpower=1&loss=14&angle=35&aspect=-180&outputformat=json&raddatabase=PVGIS-SARAH3&pvtechchoice=crystSi&mountingplace=free&usehorizon=1
35 | 0 | 4 | 113.51 | 3.78 | https://re.jrc.ec.europa.eu/api/v5_3/PVcalc?lat=30.0444&lon=31.2357&peakpower=1&loss=14&angle=35&aspect=-180&outputformat=json&raddatabase=PVGIS-SARAH3&pvtechchoice=crystSi&mountingplace=free&usehorizon=1
35 | 0 | 5 | 147.58 | 4.76 | https://re.jrc.ec.europa.eu/api/v5_3/PVcalc?lat=30.0444&lon=31.2357&peakpower=1&loss=14&angle=35&aspect=-180&outputformat=json&raddatabase=PVGIS-SARAH3&pvtechchoice=crystSi&mountingplace=free&usehorizon=1
35 | 0 | 6 | 160.95 | 5.36 | https://re.jrc.ec.europa.eu/api/v5_3/PVcalc?lat=30.0444&lon=31.2357&peakpower=1&loss=14&angle=35&aspect=-180&outputformat=json&raddatabase=PVGIS-SARAH3&pvtechchoice=crystSi&mountingplace=free&usehorizon=1
35 | 0 | 7 | 158.41 | 5.11 | https://re.jrc.ec.europa.eu/api/v5_3/PVcalc?lat=30.0444&lon=31.2357&peakpower=1&loss=14&angle=35&aspect=-180&outputformat=json&raddatabase=PVGIS-SARAH3&pvtechchoice=crystSi&mountingplace=free&usehorizon=1
35 | 0 | 8 | 129.89 | 4.19 | https://re.jrc.ec.europa.eu/api/v5_3/PVcalc?lat=30.0444&lon=31.2357&peakpower=1&loss=14&angle=35&aspect=-180&outputformat=json&raddatabase=PVGIS-SARAH3&pvtechchoice=crystSi&mountingplace=free&usehorizon=1
35 | 0 | 9 | 86.72 | 2.89 | https://re.jrc.ec.europa.eu/api/v5_3/PVcalc?lat=30.0444&lon=31.2357&peakpower=1&loss=14&angle=35&aspect=-180&outputformat=json&raddatabase=PVGIS-SARAH3&pvtechchoice=crystSi&mountingplace=free&usehorizon=1
35 | 0 | 10 | 47.93 | 1.55 | https://re.jrc.ec.europa.eu/api/v5_3/PVcalc?lat=30.0444&lon=31.2357&peakpower=1&loss=14&angle=35&aspect=-180&outputformat=json&raddatabase=PVGIS-SARAH3&pvtechchoice=crystSi&mountingplace=free&usehorizon=1
35 | 0 | 11 | 23.31 | 0.78 | https://re.jrc.ec.europa.eu/api/v5_3/PVcalc?lat=30.0444&lon=31.2357&peakpower=1&loss=14&angle=35&aspect=-180&outputformat=json&raddatabase=PVGIS-SARAH3&pvtechchoice=crystSi&mountingplace=free&usehorizon=1
35 | 0 | 12 | 20.04 | 0.65 | https://re.jrc.ec.europa.eu/api/v5_3/PVcalc?lat=30.0444&lon=31.2357&peakpower=1&loss=14&angle=35&aspect=-180&outputformat=json&raddatabase=PVGIS-SARAH3&pvtechchoice=crystSi&mountingplace=free&usehorizon=1
35 | 15 | 1 | 24.59 | 0.79 | https://re.jrc.ec.europa.eu/api/v5_3/PVcalc?lat=30.0444&lon=31.2357&peakpower=1&loss=14&angle=35&aspect=-165&outputformat=json&raddatabase=PVGIS-SARAH3&pvtechchoice=crystSi&mountingplace=free&usehorizon=1
35 | 15 | 2 | 40.22 | 1.44 | https://re.jrc.ec.europa.eu/api/v5_3/PVcalc?lat=30.0444&lon=31.2357&peakpower=1&loss=14&angle=35&aspect=-165&outputformat=json&raddatabase=PVGIS-SARAH3&pvtechchoice=crystSi&mountingplace=free&usehorizon=1
35 | 15 | 3 | 78.18 | 2.52 | https://re.jrc.ec.europa.eu/api/v5_3/PVcalc?lat=30.0444&lon=31.2357&peakpower=1&loss=14&angle=35&aspect=-165&outputformat=json&raddatabase=PVGIS-SARAH3&pvtechchoice=crystSi&mountingplace=free&usehorizon=1
35 | 15 | 4 | 113.36 | 3.78 | https://re.jrc.ec.europa.eu/api/v5_3/PVcalc?lat=30.0444&lon=31.2357&peakpower=1&loss=14&angle=35&aspect=-165&outputformat=json&raddatabase=PVGIS-SARAH3&pvtechchoice=crystSi&mountingplace=free&usehorizon=1
35 | 15 | 5 | 146.53 | 4.73 | https://re.jrc.ec.europa.eu/api/v5_3/PVcalc?lat=30.0444&lon=31.2357&peakpower=1&loss=14&angle=35&aspect=-165&outputformat=json&raddatabase=PVGIS-SARAH3&pvtechchoice=crystSi&mountingplace=free&usehorizon=1
35 | 15 | 6 | 158.6 | 5.29 | https://re.jrc.ec.europa.eu/api/v5_3/PVcalc?lat=30.0444&lon=31.2357&peakpower=1&loss=14&angle=35&aspect=-165&outputformat=json&raddatabase=PVGIS-SARAH3&pvtechchoice=crystSi&mountingplace=free&usehorizon=1
35 | 15 | 7 | 155.59 | 5.02 | https://re.jrc.ec.europa.eu/api/v5_3/PVcalc?lat=30.0444&lon=31.2357&peakpower=1&loss=14&angle=35&aspect=-165&outputformat=json&raddatabase=PVGIS-SARAH3&pvtechchoice=crystSi&mountingplace=free&usehorizon=1
35 | 15 | 8 | 128.38 | 4.14 | https://re.jrc.ec.europa.eu/api/v5_3/PVcalc?lat=30.0444&lon=31.2357&peakpower=1&loss=14&angle=35&aspect=-165&outputformat=json&raddatabase=PVGIS-SARAH3&pvtechchoice=crystSi&mountingplace=free&usehorizon=1
35 | 15 | 9 | 87.56 | 2.92 | https://re.jrc.ec.europa.eu/api/v5_3/PVcalc?lat=30.0444&lon=31.2357&peakpower=1&loss=14&angle=35&aspect=-165&outputformat=json&raddatabase=PVGIS-SARAH3&pvtechchoice=crystSi&mountingplace=free&usehorizon=1
35 | 15 | 10 | 52.37 | 1.69 | https://re.jrc.ec.europa.eu/api/v5_3/PVcalc?lat=30.0444&lon=31.2357&peakpower=1&loss=14&angle=35&aspect=-165&outputformat=json&raddatabase=PVGIS-SARAH3&pvtechchoice=crystSi&mountingplace=free&usehorizon=1
35 | 15 | 11 | 26.36 | 0.88 | https://re.jrc.ec.europa.eu/api/v5_3/PVcalc?lat=30.0444&lon=31.2357&peakpower=1&loss=14&angle=35&aspect=-165&outputformat=json&raddatabase=PVGIS-SARAH3&pvtechchoice=crystSi&mountingplace=free&usehorizon=1
35 | 15 | 12 | 21.04 | 0.68 | https://re.jrc.ec.europa.eu/api/v5_3/PVcalc?lat=30.0444&lon=31.2357&peakpower=1&loss=14&angle=35&aspect=-165&outputformat=json&raddatabase=PVGIS-SARAH3&pvtechchoice=crystSi&mountingplace=free&usehorizon=1
35 | 30 | 1 | 32.51 | 1.05 | https://re.jrc.ec.europa.eu/api/v5_3/PVcalc?lat=30.0444&lon=31.2357&peakpower=1&loss=14&angle=35&aspect=-150&outputformat=json&raddatabase=PVGIS-SARAH3&pvtechchoice=crystSi&mountingplace=free&usehorizon=1
35 | 30 | 2 | 49.26 | 1.76 | https://re.jrc.ec.europa.eu/api/v5_3/PVcalc?lat=30.0444&lon=31.2357&peakpower=1&loss=14&angle=35&aspect=-150&outputformat=json&raddatabase=PVGIS-SARAH3&pvtechchoice=crystSi&mountingplace=free&usehorizon=1
35 | 30 | 3 | 85.67 | 2.76 | https://re.jrc.ec.europa.eu/api/v5_3/PVcalc?lat=30.0444&lon=31.2357&peakpower=1&loss=14&angle=35&aspect=-150&outputformat=json&raddatabase=PVGIS-SARAH3&pvtechchoice=crystSi&mountingplace=free&usehorizon=1
35 | 30 | 4 | 115.77 | 3.86 | https://re.jrc.ec.europa.eu/api/v5_3/PVcalc?lat=30.0444&lon=31.2357&peakpower=1&loss=14&angle=35&aspect=-150&outputformat=json&raddatabase=PVGIS-SARAH3&pvtechchoice=crystSi&mountingplace=free&usehorizon=1
35 | 30 | 5 | 145.79 | 4.7 | https://re.jrc.ec.europa.eu/api/v5_3/PVcalc?lat=30.0444&lon=31.2357&peakpower=1&loss=14&angle=35&aspect=-150&outputformat=json&raddatabase=PVGIS-SARAH3&pvtechchoice=crystSi&mountingplace=free&usehorizon=1
35 | 30 | 6 | 155.72 | 5.19 | https://re.jrc.ec.europa.eu/api/v5_3/PVcalc?lat=30.0444&lon=31.2357&peakpower=1&loss=14&angle=35&aspect=-150&outputformat=json&raddatabase=PVGIS-SARAH3&pvtechchoice=crystSi&mountingplace=free&usehorizon=1
35 | 30 | 7 | 152.78 | 4.93 | https://re.jrc.ec.europa.eu/api/v5_3/PVcalc?lat=30.0444&lon=31.2357&peakpower=1&loss=14&angle=35&aspect=-150&outputformat=json&raddatabase=PVGIS-SARAH3&pvtechchoice=crystSi&mountingplace=free&usehorizon=1
35 | 30 | 8 | 129.02 | 4.16 | https://re.jrc.ec.europa.eu/api/v5_3/PVcalc?lat=30.0444&lon=31.2357&peakpower=1&loss=14&angle=35&aspect=-150&outputformat=json&raddatabase=PVGIS-SARAH3&pvtechchoice=crystSi&mountingplace=free&usehorizon=1
35 | 30 | 9 | 92.86 | 3.1 | https://re.jrc.ec.europa.eu/api/v5_3/PVcalc?lat=30.0444&lon=31.2357&peakpower=1&loss=14&angle=35&aspect=-150&outputformat=json&raddatabase=PVGIS-SARAH3&pvtechchoice=crystSi&mountingplace=free&usehorizon=1
35 | 30 | 10 | 62.17 | 2.01 | https://re.jrc.ec.europa.eu/api/v5_3/PVcalc?lat=30.0444&lon=31.2357&peakpower=1&loss=14&angle=35&aspect=-150&outputformat=json&raddatabase=PVGIS-SARAH3&pvtechchoice=crystSi&mountingplace=free&usehorizon=1
35 | 30 | 11 | 35.56 | 1.19 | https://re.jrc.ec.europa.eu/api/v5_3/PVcalc?lat=30.0444&lon=31.2357&peakpower=1&loss=14&angle=35&aspect=-150&outputformat=json&raddatabase=PVGIS-SARAH3&pvtechchoice=crystSi&mountingplace=free&usehorizon=1
35 | 30 | 12 | 27.49 | 0.89 | https://re.jrc.ec.europa.eu/api/v5_3/PVcalc?lat=30.0444&lon=31.2357&peakpower=1&loss=14&angle=35&aspect=-150&outputformat=json&raddatabase=PVGIS-SARAH3&pvtechchoice=crystSi&mountingplace=free&usehorizon=1
35 | 45 | 1 | 44.04 | 1.42 | https://re.jrc.ec.europa.eu/api/v5_3/PVcalc?lat=30.0444&lon=31.2357&peakpower=1&loss=14&angle=35&aspect=-135&outputformat=json&raddatabase=PVGIS-SARAH3&pvtechchoice=crystSi&mountingplace=free&usehorizon=1
35 | 45 | 2 | 60.07 | 2.15 | https://re.jrc.ec.europa.eu/api/v5_3/PVcalc?lat=30.0444&lon=31.2357&peakpower=1&loss=14&angle=35&aspect=-135&outputformat=json&raddatabase=PVGIS-SARAH3&pvtechchoice=crystSi&mountingplace=free&usehorizon=1
35 | 45 | 3 | 95.42 | 3.08 | https://re.jrc.ec.europa.eu/api/v5_3/PVcalc?lat=30.0444&lon=31.2357&peakpower=1&loss=14&angle=35&aspect=-135&outputformat=json&raddatabase=PVGIS-SARAH3&pvtechchoice=crystSi&mountingplace=free&usehorizon=1
35 | 45 | 4 | 120.86 | 4.03 | https://re.jrc.ec.europa.eu/api/v5_3/PVcalc?lat=30.0444&lon=31.2357&peakpower=1&loss=14&angle=35&aspect=-135&outputformat=json&raddatabase=PVGIS-SARAH3&pvtechchoice=crystSi&mountingplace=free&usehorizon=1
35 | 45 | 5 | 147.15 | 4.75 | https://re.jrc.ec.europa.eu/api/v5_3/PVcalc?lat=30.0444&lon=31.2357&peakpower=1&loss=14&angle=35&aspect=-135&outputformat=json&raddatabase=PVGIS-SARAH3&pvtechchoice=crystSi&mountingplace=free&usehorizon=1
35 | 45 | 6 | 154.37 | 5.15 | https://re.jrc.ec.europa.eu/api/v5_3/PVcalc?lat=30.0444&lon=31.2357&peakpower=1&loss=14&angle=35&aspect=-135&outputformat=json&raddatabase=PVGIS-SARAH3&pvtechchoice=crystSi&mountingplace=free&usehorizon=1
35 | 45 | 7 | 152.25 | 4.91 | https://re.jrc.ec.europa.eu/api/v5_3/PVcalc?lat=30.0444&lon=31.2357&peakpower=1&loss=14&angle=35&aspect=-135&outputformat=json&raddatabase=PVGIS-SARAH3&pvtechchoice=crystSi&mountingplace=free&usehorizon=1
35 | 45 | 8 | 132.62 | 4.28 | https://re.jrc.ec.europa.eu/api/v5_3/PVcalc?lat=30.0444&lon=31.2357&peakpower=1&loss=14&angle=35&aspect=-135&outputformat=json&raddatabase=PVGIS-SARAH3&pvtechchoice=crystSi&mountingplace=free&usehorizon=1
35 | 45 | 9 | 100.88 | 3.36 | https://re.jrc.ec.europa.eu/api/v5_3/PVcalc?lat=30.0444&lon=31.2357&peakpower=1&loss=14&angle=35&aspect=-135&outputformat=json&raddatabase=PVGIS-SARAH3&pvtechchoice=crystSi&mountingplace=free&usehorizon=1
35 | 45 | 10 | 73.94 | 2.39 | https://re.jrc.ec.europa.eu/api/v5_3/PVcalc?lat=30.0444&lon=31.2357&peakpower=1&loss=14&angle=35&aspect=-135&outputformat=json&raddatabase=PVGIS-SARAH3&pvtechchoice=crystSi&mountingplace=free&usehorizon=1
35 | 45 | 11 | 47.77 | 1.59 | https://re.jrc.ec.europa.eu/api/v5_3/PVcalc?lat=30.0444&lon=31.2357&peakpower=1&loss=14&angle=35&aspect=-135&outputformat=json&raddatabase=PVGIS-SARAH3&pvtechchoice=crystSi&mountingplace=free&usehorizon=1
35 | 45 | 12 | 37.97 | 1.22 | https://re.jrc.ec.europa.eu/api/v5_3/PVcalc?lat=30.0444&lon=31.2357&peakpower=1&loss=14&angle=35&aspect=-135&outputformat=json&raddatabase=PVGIS-SARAH3&pvtechchoice=crystSi&mountingplace=free&usehorizon=1
35 | 60 | 1 | 56.98 | 1.84 | https://re.jrc.ec.europa.eu/api/v5_3/PVcalc?lat=30.0444&lon=31.2357&peakpower=1&loss=14&angle=35&aspect=-120&outputformat=json&raddatabase=PVGIS-SARAH3&pvtechchoice=crystSi&mountingplace=free&usehorizon=1
35 | 60 | 2 | 71.5 | 2.55 | https://re.jrc.ec.europa.eu/api/v5_3/PVcalc?lat=30.0444&lon=31.2357&peakpower=1&loss=14&angle=35&aspect=-120&outputformat=json&raddatabase=PVGIS-SARAH3&pvtechchoice=crystSi&mountingplace=free&usehorizon=1
35 | 60 | 3 | 105.78 | 3.41 | https://re.jrc.ec.europa.eu/api/v5_3/PVcalc?lat=30.0444&lon=31.2357&peakpower=1&loss=14&angle=35&aspect=-120&outputformat=json&raddatabase=PVGIS-SARAH3&pvtechchoice=crystSi&mountingplace=free&usehorizon=1
35 | 60 | 4 | 127.16 | 4.24 | https://re.jrc.ec.europa.eu/api/v5_3/PVcalc?lat=30.0444&lon=31.2357&peakpower=1&loss=14&angle=35&aspect=-120&outputformat=json&raddatabase=PVGIS-SARAH3&pvtechchoice=crystSi&mountingplace=free&usehorizon=1
35 | 60 | 5 | 149.62 | 4.83 | https://re.jrc.ec.europa.eu/api/v5_3/PVcalc?lat=30.0444&lon=31.2357&peakpower=1&loss=14&angle=35&aspect=-120&outputformat=json&raddatabase=PVGIS-SARAH3&pvtechchoice=crystSi&mountingplace=free&usehorizon=1
35 | 60 | 6 | 155.06 | 5.17 | https://re.jrc.ec.europa.eu/api/v5_3/PVcalc?lat=30.0444&lon=31.2357&peakpower=1&loss=14&angle=35&aspect=-120&outputformat=json&raddatabase=PVGIS-SARAH3&pvtechchoice=crystSi&mountingplace=free&usehorizon=1
35 | 60 | 7 | 153.65 | 4.96 | https://re.jrc.ec.europa.eu/api/v5_3/PVcalc?lat=30.0444&lon=31.2357&peakpower=1&loss=14&angle=35&aspect=-120&outputformat=json&raddatabase=PVGIS-SARAH3&pvtechchoice=crystSi&mountingplace=free&usehorizon=1
35 | 60 | 8 | 137.78 | 4.44 | https://re.jrc.ec.europa.eu/api/v5_3/PVcalc?lat=30.0444&lon=31.2357&peakpower=1&loss=14&angle=35&aspect=-120&outputformat=json&raddatabase=PVGIS-SARAH3&pvtechchoice=crystSi&mountingplace=free&usehorizon=1
35 | 60 | 9 | 109.78 | 3.66 | https://re.jrc.ec.europa.eu/api/v5_3/PVcalc?lat=30.0444&lon=31.2357&peakpower=1&loss=14&angle=35&aspect=-120&outputformat=json&raddatabase=PVGIS-SARAH3&pvtechchoice=crystSi&mountingplace=free&usehorizon=1
35 | 60 | 10 | 86.3 | 2.78 | https://re.jrc.ec.europa.eu/api/v5_3/PVcalc?lat=30.0444&lon=31.2357&peakpower=1&loss=14&angle=35&aspect=-120&outputformat=json&raddatabase=PVGIS-SARAH3&pvtechchoice=crystSi&mountingplace=free&usehorizon=1
35 | 60 | 11 | 61.46 | 2.05 | https://re.jrc.ec.europa.eu/api/v5_3/PVcalc?lat=30.0444&lon=31.2357&peakpower=1&loss=14&angle=35&aspect=-120&outputformat=json&raddatabase=PVGIS-SARAH3&pvtechchoice=crystSi&mountingplace=free&usehorizon=1
35 | 60 | 12 | 51.7 | 1.67 | https://re.jrc.ec.europa.eu/api/v5_3/PVcalc?lat=30.0444&lon=31.2357&peakpower=1&loss=14&angle=35&aspect=-120&outputformat=json&raddatabase=PVGIS-SARAH3&pvtechchoice=crystSi&mountingplace=free&usehorizon=1
35 | 75 | 1 | 70.11 | 2.26 | https://re.jrc.ec.europa.eu/api/v5_3/PVcalc?lat=30.0444&lon=31.2357&peakpower=1&loss=14&angle=35&aspect=-105&outputformat=json&raddatabase=PVGIS-SARAH3&pvtechchoice=crystSi&mountingplace=free&usehorizon=1
35 | 75 | 2 | 82.97 | 2.96 | https://re.jrc.ec.europa.eu/api/v5_3/PVcalc?lat=30.0444&lon=31.2357&peakpower=1&loss=14&angle=35&aspect=-105&outputformat=json&raddatabase=PVGIS-SARAH3&pvtechchoice=crystSi&mountingplace=free&usehorizon=1
35 | 75 | 3 | 115.93 | 3.74 | https://re.jrc.ec.europa.eu/api/v5_3/PVcalc?lat=30.0444&lon=31.2357&peakpower=1&loss=14&angle=35&aspect=-105&outputformat=json&raddatabase=PVGIS-SARAH3&pvtechchoice=crystSi&mountingplace=free&usehorizon=1
35 | 75 | 4 | 133.31 | 4.44 | https://re.jrc.ec.europa.eu/api/v5_3/PVcalc?lat=30.0444&lon=31.2357&peakpower=1&loss=14&angle=35&aspect=-105&outputformat=json&raddatabase=PVGIS-SARAH3&pvtechchoice=crystSi&mountingplace=free&usehorizon=1
35 | 75 | 5 | 153 | 4.94 | https://re.jrc.ec.europa.eu/api/v5_3/PVcalc?lat=30.0444&lon=31.2357&peakpower=1&loss=14&angle=35&aspect=-105&outputformat=json&raddatabase=PVGIS-SARAH3&pvtechchoice=crystSi&mountingplace=free&usehorizon=1
35 | 75 | 6 | 155.68 | 5.19 | https://re.jrc.ec.europa.eu/api/v5_3/PVcalc?lat=30.0444&lon=31.2357&peakpower=1&loss=14&angle=35&aspect=-105&outputformat=json&raddatabase=PVGIS-SARAH3&pvtechchoice=crystSi&mountingplace=free&usehorizon=1
35 | 75 | 7 | 155.36 | 5.01 | https://re.jrc.ec.europa.eu/api/v5_3/PVcalc?lat=30.0444&lon=31.2357&peakpower=1&loss=14&angle=35&aspect=-105&outputformat=json&raddatabase=PVGIS-SARAH3&pvtechchoice=crystSi&mountingplace=free&usehorizon=1
35 | 75 | 8 | 143.27 | 4.62 | https://re.jrc.ec.europa.eu/api/v5_3/PVcalc?lat=30.0444&lon=31.2357&peakpower=1&loss=14&angle=35&aspect=-105&outputformat=json&raddatabase=PVGIS-SARAH3&pvtechchoice=crystSi&mountingplace=free&usehorizon=1
35 | 75 | 9 | 118.77 | 3.96 | https://re.jrc.ec.europa.eu/api/v5_3/PVcalc?lat=30.0444&lon=31.2357&peakpower=1&loss=14&angle=35&aspect=-105&outputformat=json&raddatabase=PVGIS-SARAH3&pvtechchoice=crystSi&mountingplace=free&usehorizon=1
35 | 75 | 10 | 98.69 | 3.18 | https://re.jrc.ec.europa.eu/api/v5_3/PVcalc?lat=30.0444&lon=31.2357&peakpower=1&loss=14&angle=35&aspect=-105&outputformat=json&raddatabase=PVGIS-SARAH3&pvtechchoice=crystSi&mountingplace=free&usehorizon=1
35 | 75 | 11 | 75.12 | 2.5 | https://re.jrc.ec.europa.eu/api/v5_3/PVcalc?lat=30.0444&lon=31.2357&peakpower=1&loss=14&angle=35&aspect=-105&outputformat=json&raddatabase=PVGIS-SARAH3&pvtechchoice=crystSi&mountingplace=free&usehorizon=1
35 | 75 | 12 | 66.12 | 2.13 | https://re.jrc.ec.europa.eu/api/v5_3/PVcalc?lat=30.0444&lon=31.2357&peakpower=1&loss=14&angle=35&aspect=-105&outputformat=json&raddatabase=PVGIS-SARAH3&pvtechchoice=crystSi&mountingplace=free&usehorizon=1
35 | 90 | 1 | 83.92 | 2.71 | https://re.jrc.ec.europa.eu/api/v5_3/PVcalc?lat=30.0444&lon=31.2357&peakpower=1&loss=14&angle=35&aspect=-90&outputformat=json&raddatabase=PVGIS-SARAH3&pvtechchoice=crystSi&mountingplace=free&usehorizon=1
35 | 90 | 2 | 93.55 | 3.34 | https://re.jrc.ec.europa.eu/api/v5_3/PVcalc?lat=30.0444&lon=31.2357&peakpower=1&loss=14&angle=35&aspect=-90&outputformat=json&raddatabase=PVGIS-SARAH3&pvtechchoice=crystSi&mountingplace=free&usehorizon=1
35 | 90 | 3 | 125.62 | 4.05 | https://re.jrc.ec.europa.eu/api/v5_3/PVcalc?lat=30.0444&lon=31.2357&peakpower=1&loss=14&angle=35&aspect=-90&outputformat=json&raddatabase=PVGIS-SARAH3&pvtechchoice=crystSi&mountingplace=free&usehorizon=1
35 | 90 | 4 | 139.17 | 4.64 | https://re.jrc.ec.europa.eu/api/v5_3/PVcalc?lat=30.0444&lon=31.2357&peakpower=1&loss=14&angle=35&aspect=-90&outputformat=json&raddatabase=PVGIS-SARAH3&pvtechchoice=crystSi&mountingplace=free&usehorizon=1
35 | 90 | 5 | 155.39 | 5.01 | https://re.jrc.ec.europa.eu/api/v5_3/PVcalc?lat=30.0444&lon=31.2357&peakpower=1&loss=14&angle=35&aspect=-90&outputformat=json&raddatabase=PVGIS-SARAH3&pvtechchoice=crystSi&mountingplace=free&usehorizon=1
35 | 90 | 6 | 157.11 | 5.24 | https://re.jrc.ec.europa.eu/api/v5_3/PVcalc?lat=30.0444&lon=31.2357&peakpower=1&loss=14&angle=35&aspect=-90&outputformat=json&raddatabase=PVGIS-SARAH3&pvtechchoice=crystSi&mountingplace=free&usehorizon=1
35 | 90 | 7 | 157.68 | 5.09 | https://re.jrc.ec.europa.eu/api/v5_3/PVcalc?lat=30.0444&lon=31.2357&peakpower=1&loss=14&angle=35&aspect=-90&outputformat=json&raddatabase=PVGIS-SARAH3&pvtechchoice=crystSi&mountingplace=free&usehorizon=1
35 | 90 | 8 | 148.1 | 4.78 | https://re.jrc.ec.europa.eu/api/v5_3/PVcalc?lat=30.0444&lon=31.2357&peakpower=1&loss=14&angle=35&aspect=-90&outputformat=json&raddatabase=PVGIS-SARAH3&pvtechchoice=crystSi&mountingplace=free&usehorizon=1
35 | 90 | 9 | 127.17 | 4.24 | https://re.jrc.ec.europa.eu/api/v5_3/PVcalc?lat=30.0444&lon=31.2357&peakpower=1&loss=14&angle=35&aspect=-90&outputformat=json&raddatabase=PVGIS-SARAH3&pvtechchoice=crystSi&mountingplace=free&usehorizon=1
35 | 90 | 10 | 110.97 | 3.58 | https://re.jrc.ec.europa.eu/api/v5_3/PVcalc?lat=30.0444&lon=31.2357&peakpower=1&loss=14&angle=35&aspect=-90&outputformat=json&raddatabase=PVGIS-SARAH3&pvtechchoice=crystSi&mountingplace=free&usehorizon=1
35 | 90 | 11 | 88.49 | 2.95 | https://re.jrc.ec.europa.eu/api/v5_3/PVcalc?lat=30.0444&lon=31.2357&peakpower=1&loss=14&angle=35&aspect=-90&outputformat=json&raddatabase=PVGIS-SARAH3&pvtechchoice=crystSi&mountingplace=free&usehorizon=1
35 | 90 | 12 | 80 | 2.58 | https://re.jrc.ec.europa.eu/api/v5_3/PVcalc?lat=30.0444&lon=31.2357&peakpower=1&loss=14&angle=35&aspect=-90&outputformat=json&raddatabase=PVGIS-SARAH3&pvtechchoice=crystSi&mountingplace=free&usehorizon=1
35 | 105 | 1 | 96.52 | 3.11 | https://re.jrc.ec.europa.eu/api/v5_3/PVcalc?lat=30.0444&lon=31.2357&peakpower=1&loss=14&angle=35&aspect=-75&outputformat=json&raddatabase=PVGIS-SARAH3&pvtechchoice=crystSi&mountingplace=free&usehorizon=1
35 | 105 | 2 | 103.61 | 3.7 | https://re.jrc.ec.europa.eu/api/v5_3/PVcalc?lat=30.0444&lon=31.2357&peakpower=1&loss=14&angle=35&aspect=-75&outputformat=json&raddatabase=PVGIS-SARAH3&pvtechchoice=crystSi&mountingplace=free&usehorizon=1
35 | 105 | 3 | 134.91 | 4.35 | https://re.jrc.ec.europa.eu/api/v5_3/PVcalc?lat=30.0444&lon=31.2357&peakpower=1&loss=14&angle=35&aspect=-75&outputformat=json&raddatabase=PVGIS-SARAH3&pvtechchoice=crystSi&mountingplace=free&usehorizon=1
35 | 105 | 4 | 144.44 | 4.81 | https://re.jrc.ec.europa.eu/api/v5_3/PVcalc?lat=30.0444&lon=31.2357&peakpower=1&loss=14&angle=35&aspect=-75&outputformat=json&raddatabase=PVGIS-SARAH3&pvtechchoice=crystSi&mountingplace=free&usehorizon=1
35 | 105 | 5 | 157.11 | 5.07 | https://re.jrc.ec.europa.eu/api/v5_3/PVcalc?lat=30.0444&lon=31.2357&peakpower=1&loss=14&angle=35&aspect=-75&outputformat=json&raddatabase=PVGIS-SARAH3&pvtechchoice=crystSi&mountingplace=free&usehorizon=1
35 | 105 | 6 | 157.05 | 5.24 | https://re.jrc.ec.europa.eu/api/v5_3/PVcalc?lat=30.0444&lon=31.2357&peakpower=1&loss=14&angle=35&aspect=-75&outputformat=json&raddatabase=PVGIS-SARAH3&pvtechchoice=crystSi&mountingplace=free&usehorizon=1
35 | 105 | 7 | 158.65 | 5.12 | https://re.jrc.ec.europa.eu/api/v5_3/PVcalc?lat=30.0444&lon=31.2357&peakpower=1&loss=14&angle=35&aspect=-75&outputformat=json&raddatabase=PVGIS-SARAH3&pvtechchoice=crystSi&mountingplace=free&usehorizon=1
35 | 105 | 8 | 152.29 | 4.91 | https://re.jrc.ec.europa.eu/api/v5_3/PVcalc?lat=30.0444&lon=31.2357&peakpower=1&loss=14&angle=35&aspect=-75&outputformat=json&raddatabase=PVGIS-SARAH3&pvtechchoice=crystSi&mountingplace=free&usehorizon=1
35 | 105 | 9 | 135.09 | 4.5 | https://re.jrc.ec.europa.eu/api/v5_3/PVcalc?lat=30.0444&lon=31.2357&peakpower=1&loss=14&angle=35&aspect=-75&outputformat=json&raddatabase=PVGIS-SARAH3&pvtechchoice=crystSi&mountingplace=free&usehorizon=1
35 | 105 | 10 | 121.98 | 3.93 | https://re.jrc.ec.europa.eu/api/v5_3/PVcalc?lat=30.0444&lon=31.2357&peakpower=1&loss=14&angle=35&aspect=-75&outputformat=json&raddatabase=PVGIS-SARAH3&pvtechchoice=crystSi&mountingplace=free&usehorizon=1
35 | 105 | 11 | 101.89 | 3.4 | https://re.jrc.ec.europa.eu/api/v5_3/PVcalc?lat=30.0444&lon=31.2357&peakpower=1&loss=14&angle=35&aspect=-75&outputformat=json&raddatabase=PVGIS-SARAH3&pvtechchoice=crystSi&mountingplace=free&usehorizon=1
35 | 105 | 12 | 94.2 | 3.04 | https://re.jrc.ec.europa.eu/api/v5_3/PVcalc?lat=30.0444&lon=31.2357&peakpower=1&loss=14&angle=35&aspect=-75&outputformat=json&raddatabase=PVGIS-SARAH3&pvtechchoice=crystSi&mountingplace=free&usehorizon=1
35 | 120 | 1 | 108.9 | 3.51 | https://re.jrc.ec.europa.eu/api/v5_3/PVcalc?lat=30.0444&lon=31.2357&peakpower=1&loss=14&angle=35&aspect=-60&outputformat=json&raddatabase=PVGIS-SARAH3&pvtechchoice=crystSi&mountingplace=free&usehorizon=1
35 | 120 | 2 | 112.94 | 4.03 | https://re.jrc.ec.europa.eu/api/v5_3/PVcalc?lat=30.0444&lon=31.2357&peakpower=1&loss=14&angle=35&aspect=-60&outputformat=json&raddatabase=PVGIS-SARAH3&pvtechchoice=crystSi&mountingplace=free&usehorizon=1
35 | 120 | 3 | 143.08 | 4.62 | https://re.jrc.ec.europa.eu/api/v5_3/PVcalc?lat=30.0444&lon=31.2357&peakpower=1&loss=14&angle=35&aspect=-60&outputformat=json&raddatabase=PVGIS-SARAH3&pvtechchoice=crystSi&mountingplace=free&usehorizon=1
35 | 120 | 4 | 148.86 | 4.96 | https://re.jrc.ec.europa.eu/api/v5_3/PVcalc?lat=30.0444&lon=31.2357&peakpower=1&loss=14&angle=35&aspect=-60&outputformat=json&raddatabase=PVGIS-SARAH3&pvtechchoice=crystSi&mountingplace=free&usehorizon=1
35 | 120 | 5 | 158.04 | 5.1 | https://re.jrc.ec.europa.eu/api/v5_3/PVcalc?lat=30.0444&lon=31.2357&peakpower=1&loss=14&angle=35&aspect=-60&outputformat=json&raddatabase=PVGIS-SARAH3&pvtechchoice=crystSi&mountingplace=free&usehorizon=1
35 | 120 | 6 | 155.61 | 5.19 | https://re.jrc.ec.europa.eu/api/v5_3/PVcalc?lat=30.0444&lon=31.2357&peakpower=1&loss=14&angle=35&aspect=-60&outputformat=json&raddatabase=PVGIS-SARAH3&pvtechchoice=crystSi&mountingplace=free&usehorizon=1
35 | 120 | 7 | 157.96 | 5.1 | https://re.jrc.ec.europa.eu/api/v5_3/PVcalc?lat=30.0444&lon=31.2357&peakpower=1&loss=14&angle=35&aspect=-60&outputformat=json&raddatabase=PVGIS-SARAH3&pvtechchoice=crystSi&mountingplace=free&usehorizon=1
35 | 120 | 8 | 155.27 | 5.01 | https://re.jrc.ec.europa.eu/api/v5_3/PVcalc?lat=30.0444&lon=31.2357&peakpower=1&loss=14&angle=35&aspect=-60&outputformat=json&raddatabase=PVGIS-SARAH3&pvtechchoice=crystSi&mountingplace=free&usehorizon=1
35 | 120 | 9 | 142.47 | 4.75 | https://re.jrc.ec.europa.eu/api/v5_3/PVcalc?lat=30.0444&lon=31.2357&peakpower=1&loss=14&angle=35&aspect=-60&outputformat=json&raddatabase=PVGIS-SARAH3&pvtechchoice=crystSi&mountingplace=free&usehorizon=1
35 | 120 | 10 | 132.22 | 4.27 | https://re.jrc.ec.europa.eu/api/v5_3/PVcalc?lat=30.0444&lon=31.2357&peakpower=1&loss=14&angle=35&aspect=-60&outputformat=json&raddatabase=PVGIS-SARAH3&pvtechchoice=crystSi&mountingplace=free&usehorizon=1
35 | 120 | 11 | 113.6 | 3.79 | https://re.jrc.ec.europa.eu/api/v5_3/PVcalc?lat=30.0444&lon=31.2357&peakpower=1&loss=14&angle=35&aspect=-60&outputformat=json&raddatabase=PVGIS-SARAH3&pvtechchoice=crystSi&mountingplace=free&usehorizon=1
35 | 120 | 12 | 106.91 | 3.45 | https://re.jrc.ec.europa.eu/api/v5_3/PVcalc?lat=30.0444&lon=31.2357&peakpower=1&loss=14&angle=35&aspect=-60&outputformat=json&raddatabase=PVGIS-SARAH3&pvtechchoice=crystSi&mountingplace=free&usehorizon=1
35 | 135 | 1 | 119.35 | 3.85 | https://re.jrc.ec.europa.eu/api/v5_3/PVcalc?lat=30.0444&lon=31.2357&peakpower=1&loss=14&angle=35&aspect=-45&outputformat=json&raddatabase=PVGIS-SARAH3&pvtechchoice=crystSi&mountingplace=free&usehorizon=1
35 | 135 | 2 | 120.5 | 4.3 | https://re.jrc.ec.europa.eu/api/v5_3/PVcalc?lat=30.0444&lon=31.2357&peakpower=1&loss=14&angle=35&aspect=-45&outputformat=json&raddatabase=PVGIS-SARAH3&pvtechchoice=crystSi&mountingplace=free&usehorizon=1
35 | 135 | 3 | 149.45 | 4.82 | https://re.jrc.ec.europa.eu/api/v5_3/PVcalc?lat=30.0444&lon=31.2357&peakpower=1&loss=14&angle=35&aspect=-45&outputformat=json&raddatabase=PVGIS-SARAH3&pvtechchoice=crystSi&mountingplace=free&usehorizon=1
35 | 135 | 4 | 151.65 | 5.06 | https://re.jrc.ec.europa.eu/api/v5_3/PVcalc?lat=30.0444&lon=31.2357&peakpower=1&loss=14&angle=35&aspect=-45&outputformat=json&raddatabase=PVGIS-SARAH3&pvtechchoice=crystSi&mountingplace=free&usehorizon=1
35 | 135 | 5 | 157.45 | 5.08 | https://re.jrc.ec.europa.eu/api/v5_3/PVcalc?lat=30.0444&lon=31.2357&peakpower=1&loss=14&angle=35&aspect=-45&outputformat=json&raddatabase=PVGIS-SARAH3&pvtechchoice=crystSi&mountingplace=free&usehorizon=1
35 | 135 | 6 | 154.25 | 5.14 | https://re.jrc.ec.europa.eu/api/v5_3/PVcalc?lat=30.0444&lon=31.2357&peakpower=1&loss=14&angle=35&aspect=-45&outputformat=json&raddatabase=PVGIS-SARAH3&pvtechchoice=crystSi&mountingplace=free&usehorizon=1
35 | 135 | 7 | 158 | 5.1 | https://re.jrc.ec.europa.eu/api/v5_3/PVcalc?lat=30.0444&lon=31.2357&peakpower=1&loss=14&angle=35&aspect=-45&outputformat=json&raddatabase=PVGIS-SARAH3&pvtechchoice=crystSi&mountingplace=free&usehorizon=1
35 | 135 | 8 | 157.43 | 5.08 | https://re.jrc.ec.europa.eu/api/v5_3/PVcalc?lat=30.0444&lon=31.2357&peakpower=1&loss=14&angle=35&aspect=-45&outputformat=json&raddatabase=PVGIS-SARAH3&pvtechchoice=crystSi&mountingplace=free&usehorizon=1
35 | 135 | 9 | 148.08 | 4.94 | https://re.jrc.ec.europa.eu/api/v5_3/PVcalc?lat=30.0444&lon=31.2357&peakpower=1&loss=14&angle=35&aspect=-45&outputformat=json&raddatabase=PVGIS-SARAH3&pvtechchoice=crystSi&mountingplace=free&usehorizon=1
35 | 135 | 10 | 141.57 | 4.57 | https://re.jrc.ec.europa.eu/api/v5_3/PVcalc?lat=30.0444&lon=31.2357&peakpower=1&loss=14&angle=35&aspect=-45&outputformat=json&raddatabase=PVGIS-SARAH3&pvtechchoice=crystSi&mountingplace=free&usehorizon=1
35 | 135 | 11 | 124.61 | 4.15 | https://re.jrc.ec.europa.eu/api/v5_3/PVcalc?lat=30.0444&lon=31.2357&peakpower=1&loss=14&angle=35&aspect=-45&outputformat=json&raddatabase=PVGIS-SARAH3&pvtechchoice=crystSi&mountingplace=free&usehorizon=1
35 | 135 | 12 | 118.37 | 3.82 | https://re.jrc.ec.europa.eu/api/v5_3/PVcalc?lat=30.0444&lon=31.2357&peakpower=1&loss=14&angle=35&aspect=-45&outputformat=json&raddatabase=PVGIS-SARAH3&pvtechchoice=crystSi&mountingplace=free&usehorizon=1
35 | 150 | 1 | 128.19 | 4.14 | https://re.jrc.ec.europa.eu/api/v5_3/PVcalc?lat=30.0444&lon=31.2357&peakpower=1&loss=14&angle=35&aspect=-30&outputformat=json&raddatabase=PVGIS-SARAH3&pvtechchoice=crystSi&mountingplace=free&usehorizon=1
35 | 150 | 2 | 126.84 | 4.53 | https://re.jrc.ec.europa.eu/api/v5_3/PVcalc?lat=30.0444&lon=31.2357&peakpower=1&loss=14&angle=35&aspect=-30&outputformat=json&raddatabase=PVGIS-SARAH3&pvtechchoice=crystSi&mountingplace=free&usehorizon=1
35 | 150 | 3 | 155.37 | 5.01 | https://re.jrc.ec.europa.eu/api/v5_3/PVcalc?lat=30.0444&lon=31.2357&peakpower=1&loss=14&angle=35&aspect=-30&outputformat=json&raddatabase=PVGIS-SARAH3&pvtechchoice=crystSi&mountingplace=free&usehorizon=1
35 | 150 | 4 | 154.78 | 5.16 | https://re.jrc.ec.europa.eu/api/v5_3/PVcalc?lat=30.0444&lon=31.2357&peakpower=1&loss=14&angle=35&aspect=-30&outputformat=json&raddatabase=PVGIS-SARAH3&pvtechchoice=crystSi&mountingplace=free&usehorizon=1
35 | 150 | 5 | 157.6 | 5.08 | https://re.jrc.ec.europa.eu/api/v5_3/PVcalc?lat=30.0444&lon=31.2357&peakpower=1&loss=14&angle=35&aspect=-30&outputformat=json&raddatabase=PVGIS-SARAH3&pvtechchoice=crystSi&mountingplace=free&usehorizon=1
35 | 150 | 6 | 153.14 | 5.1 | https://re.jrc.ec.europa.eu/api/v5_3/PVcalc?lat=30.0444&lon=31.2357&peakpower=1&loss=14&angle=35&aspect=-30&outputformat=json&raddatabase=PVGIS-SARAH3&pvtechchoice=crystSi&mountingplace=free&usehorizon=1
35 | 150 | 7 | 157.94 | 5.09 | https://re.jrc.ec.europa.eu/api/v5_3/PVcalc?lat=30.0444&lon=31.2357&peakpower=1&loss=14&angle=35&aspect=-30&outputformat=json&raddatabase=PVGIS-SARAH3&pvtechchoice=crystSi&mountingplace=free&usehorizon=1
35 | 150 | 8 | 159.8 | 5.15 | https://re.jrc.ec.europa.eu/api/v5_3/PVcalc?lat=30.0444&lon=31.2357&peakpower=1&loss=14&angle=35&aspect=-30&outputformat=json&raddatabase=PVGIS-SARAH3&pvtechchoice=crystSi&mountingplace=free&usehorizon=1
35 | 150 | 9 | 153.6 | 5.12 | https://re.jrc.ec.europa.eu/api/v5_3/PVcalc?lat=30.0444&lon=31.2357&peakpower=1&loss=14&angle=35&aspect=-30&outputformat=json&raddatabase=PVGIS-SARAH3&pvtechchoice=crystSi&mountingplace=free&usehorizon=1
35 | 150 | 10 | 148.9 | 4.8 | https://re.jrc.ec.europa.eu/api/v5_3/PVcalc?lat=30.0444&lon=31.2357&peakpower=1&loss=14&angle=35&aspect=-30&outputformat=json&raddatabase=PVGIS-SARAH3&pvtechchoice=crystSi&mountingplace=free&usehorizon=1
35 | 150 | 11 | 133.22 | 4.44 | https://re.jrc.ec.europa.eu/api/v5_3/PVcalc?lat=30.0444&lon=31.2357&peakpower=1&loss=14&angle=35&aspect=-30&outputformat=json&raddatabase=PVGIS-SARAH3&pvtechchoice=crystSi&mountingplace=free&usehorizon=1
35 | 150 | 12 | 127.52 | 4.11 | https://re.jrc.ec.europa.eu/api/v5_3/PVcalc?lat=30.0444&lon=31.2357&peakpower=1&loss=14&angle=35&aspect=-30&outputformat=json&raddatabase=PVGIS-SARAH3&pvtechchoice=crystSi&mountingplace=free&usehorizon=1
35 | 165 | 1 | 133.79 | 4.32 | https://re.jrc.ec.europa.eu/api/v5_3/PVcalc?lat=30.0444&lon=31.2357&peakpower=1&loss=14&angle=35&aspect=-15&outputformat=json&raddatabase=PVGIS-SARAH3&pvtechchoice=crystSi&mountingplace=free&usehorizon=1
35 | 165 | 2 | 130.75 | 4.67 | https://re.jrc.ec.europa.eu/api/v5_3/PVcalc?lat=30.0444&lon=31.2357&peakpower=1&loss=14&angle=35&aspect=-15&outputformat=json&raddatabase=PVGIS-SARAH3&pvtechchoice=crystSi&mountingplace=free&usehorizon=1
35 | 165 | 3 | 159.25 | 5.14 | https://re.jrc.ec.europa.eu/api/v5_3/PVcalc?lat=30.0444&lon=31.2357&peakpower=1&loss=14&angle=35&aspect=-15&outputformat=json&raddatabase=PVGIS-SARAH3&pvtechchoice=crystSi&mountingplace=free&usehorizon=1
35 | 165 | 4 | 156.55 | 5.22 | https://re.jrc.ec.europa.eu/api/v5_3/PVcalc?lat=30.0444&lon=31.2357&peakpower=1&loss=14&angle=35&aspect=-15&outputformat=json&raddatabase=PVGIS-SARAH3&pvtechchoice=crystSi&mountingplace=free&usehorizon=1
35 | 165 | 5 | 156.91 | 5.06 | https://re.jrc.ec.europa.eu/api/v5_3/PVcalc?lat=30.0444&lon=31.2357&peakpower=1&loss=14&angle=35&aspect=-15&outputformat=json&raddatabase=PVGIS-SARAH3&pvtechchoice=crystSi&mountingplace=free&usehorizon=1
35 | 165 | 6 | 151.45 | 5.05 | https://re.jrc.ec.europa.eu/api/v5_3/PVcalc?lat=30.0444&lon=31.2357&peakpower=1&loss=14&angle=35&aspect=-15&outputformat=json&raddatabase=PVGIS-SARAH3&pvtechchoice=crystSi&mountingplace=free&usehorizon=1
35 | 165 | 7 | 157.17 | 5.07 | https://re.jrc.ec.europa.eu/api/v5_3/PVcalc?lat=30.0444&lon=31.2357&peakpower=1&loss=14&angle=35&aspect=-15&outputformat=json&raddatabase=PVGIS-SARAH3&pvtechchoice=crystSi&mountingplace=free&usehorizon=1
35 | 165 | 8 | 160.96 | 5.19 | https://re.jrc.ec.europa.eu/api/v5_3/PVcalc?lat=30.0444&lon=31.2357&peakpower=1&loss=14&angle=35&aspect=-15&outputformat=json&raddatabase=PVGIS-SARAH3&pvtechchoice=crystSi&mountingplace=free&usehorizon=1
35 | 165 | 9 | 157.51 | 5.25 | https://re.jrc.ec.europa.eu/api/v5_3/PVcalc?lat=30.0444&lon=31.2357&peakpower=1&loss=14&angle=35&aspect=-15&outputformat=json&raddatabase=PVGIS-SARAH3&pvtechchoice=crystSi&mountingplace=free&usehorizon=1
35 | 165 | 10 | 154.44 | 4.98 | https://re.jrc.ec.europa.eu/api/v5_3/PVcalc?lat=30.0444&lon=31.2357&peakpower=1&loss=14&angle=35&aspect=-15&outputformat=json&raddatabase=PVGIS-SARAH3&pvtechchoice=crystSi&mountingplace=free&usehorizon=1
35 | 165 | 11 | 139.09 | 4.64 | https://re.jrc.ec.europa.eu/api/v5_3/PVcalc?lat=30.0444&lon=31.2357&peakpower=1&loss=14&angle=35&aspect=-15&outputformat=json&raddatabase=PVGIS-SARAH3&pvtechchoice=crystSi&mountingplace=free&usehorizon=1
35 | 165 | 12 | 133.42 | 4.3 | https://re.jrc.ec.europa.eu/api/v5_3/PVcalc?lat=30.0444&lon=31.2357&peakpower=1&loss=14&angle=35&aspect=-15&outputformat=json&raddatabase=PVGIS-SARAH3&pvtechchoice=crystSi&mountingplace=free&usehorizon=1
35 | 180 | 1 | 135.47 | 4.37 | https://re.jrc.ec.europa.eu/api/v5_3/PVcalc?lat=30.0444&lon=31.2357&peakpower=1&loss=14&angle=35&aspect=0&outputformat=json&raddatabase=PVGIS-SARAH3&pvtechchoice=crystSi&mountingplace=free&usehorizon=1
35 | 180 | 2 | 131.89 | 4.71 | https://re.jrc.ec.europa.eu/api/v5_3/PVcalc?lat=30.0444&lon=31.2357&peakpower=1&loss=14&angle=35&aspect=0&outputformat=json&raddatabase=PVGIS-SARAH3&pvtechchoice=crystSi&mountingplace=free&usehorizon=1
35 | 180 | 3 | 161.41 | 5.21 | https://re.jrc.ec.europa.eu/api/v5_3/PVcalc?lat=30.0444&lon=31.2357&peakpower=1&loss=14&angle=35&aspect=0&outputformat=json&raddatabase=PVGIS-SARAH3&pvtechchoice=crystSi&mountingplace=free&usehorizon=1
35 | 180 | 4 | 158.15 | 5.27 | https://re.jrc.ec.europa.eu/api/v5_3/PVcalc?lat=30.0444&lon=31.2357&peakpower=1&loss=14&angle=35&aspect=0&outputformat=json&raddatabase=PVGIS-SARAH3&pvtechchoice=crystSi&mountingplace=free&usehorizon=1
35 | 180 | 5 | 157.23 | 5.07 | https://re.jrc.ec.europa.eu/api/v5_3/PVcalc?lat=30.0444&lon=31.2357&peakpower=1&loss=14&angle=35&aspect=0&outputformat=json&raddatabase=PVGIS-SARAH3&pvtechchoice=crystSi&mountingplace=free&usehorizon=1
35 | 180 | 6 | 151.62 | 5.05 | https://re.jrc.ec.europa.eu/api/v5_3/PVcalc?lat=30.0444&lon=31.2357&peakpower=1&loss=14&angle=35&aspect=0&outputformat=json&raddatabase=PVGIS-SARAH3&pvtechchoice=crystSi&mountingplace=free&usehorizon=1
35 | 180 | 7 | 158.15 | 5.1 | https://re.jrc.ec.europa.eu/api/v5_3/PVcalc?lat=30.0444&lon=31.2357&peakpower=1&loss=14&angle=35&aspect=0&outputformat=json&raddatabase=PVGIS-SARAH3&pvtechchoice=crystSi&mountingplace=free&usehorizon=1
35 | 180 | 8 | 162.74 | 5.25 | https://re.jrc.ec.europa.eu/api/v5_3/PVcalc?lat=30.0444&lon=31.2357&peakpower=1&loss=14&angle=35&aspect=0&outputformat=json&raddatabase=PVGIS-SARAH3&pvtechchoice=crystSi&mountingplace=free&usehorizon=1
35 | 180 | 9 | 160.24 | 5.34 | https://re.jrc.ec.europa.eu/api/v5_3/PVcalc?lat=30.0444&lon=31.2357&peakpower=1&loss=14&angle=35&aspect=0&outputformat=json&raddatabase=PVGIS-SARAH3&pvtechchoice=crystSi&mountingplace=free&usehorizon=1
35 | 180 | 10 | 156.7 | 5.05 | https://re.jrc.ec.europa.eu/api/v5_3/PVcalc?lat=30.0444&lon=31.2357&peakpower=1&loss=14&angle=35&aspect=0&outputformat=json&raddatabase=PVGIS-SARAH3&pvtechchoice=crystSi&mountingplace=free&usehorizon=1
35 | 180 | 11 | 141.04 | 4.7 | https://re.jrc.ec.europa.eu/api/v5_3/PVcalc?lat=30.0444&lon=31.2357&peakpower=1&loss=14&angle=35&aspect=0&outputformat=json&raddatabase=PVGIS-SARAH3&pvtechchoice=crystSi&mountingplace=free&usehorizon=1
35 | 180 | 12 | 135.19 | 4.36 | https://re.jrc.ec.europa.eu/api/v5_3/PVcalc?lat=30.0444&lon=31.2357&peakpower=1&loss=14&angle=35&aspect=0&outputformat=json&raddatabase=PVGIS-SARAH3&pvtechchoice=crystSi&mountingplace=free&usehorizon=1
35 | 195 | 1 | 133.06 | 4.29 | https://re.jrc.ec.europa.eu/api/v5_3/PVcalc?lat=30.0444&lon=31.2357&peakpower=1&loss=14&angle=35&aspect=15&outputformat=json&raddatabase=PVGIS-SARAH3&pvtechchoice=crystSi&mountingplace=free&usehorizon=1
35 | 195 | 2 | 129.79 | 4.64 | https://re.jrc.ec.europa.eu/api/v5_3/PVcalc?lat=30.0444&lon=31.2357&peakpower=1&loss=14&angle=35&aspect=15&outputformat=json&raddatabase=PVGIS-SARAH3&pvtechchoice=crystSi&mountingplace=free&usehorizon=1
35 | 195 | 3 | 160.68 | 5.18 | https://re.jrc.ec.europa.eu/api/v5_3/PVcalc?lat=30.0444&lon=31.2357&peakpower=1&loss=14&angle=35&aspect=15&outputformat=json&raddatabase=PVGIS-SARAH3&pvtechchoice=crystSi&mountingplace=free&usehorizon=1
35 | 195 | 4 | 158.59 | 5.29 | https://re.jrc.ec.europa.eu/api/v5_3/PVcalc?lat=30.0444&lon=31.2357&peakpower=1&loss=14&angle=35&aspect=15&outputformat=json&raddatabase=PVGIS-SARAH3&pvtechchoice=crystSi&mountingplace=free&usehorizon=1
35 | 195 | 5 | 158.24 | 5.1 | https://re.jrc.ec.europa.eu/api/v5_3/PVcalc?lat=30.0444&lon=31.2357&peakpower=1&loss=14&angle=35&aspect=15&outputformat=json&raddatabase=PVGIS-SARAH3&pvtechchoice=crystSi&mountingplace=free&usehorizon=1
35 | 195 | 6 | 153.2 | 5.11 | https://re.jrc.ec.europa.eu/api/v5_3/PVcalc?lat=30.0444&lon=31.2357&peakpower=1&loss=14&angle=35&aspect=15&outputformat=json&raddatabase=PVGIS-SARAH3&pvtechchoice=crystSi&mountingplace=free&usehorizon=1
35 | 195 | 7 | 159.93 | 5.16 | https://re.jrc.ec.europa.eu/api/v5_3/PVcalc?lat=30.0444&lon=31.2357&peakpower=1&loss=14&angle=35&aspect=15&outputformat=json&raddatabase=PVGIS-SARAH3&pvtechchoice=crystSi&mountingplace=free&usehorizon=1
35 | 195 | 8 | 164.01 | 5.29 | https://re.jrc.ec.europa.eu/api/v5_3/PVcalc?lat=30.0444&lon=31.2357&peakpower=1&loss=14&angle=35&aspect=15&outputformat=json&raddatabase=PVGIS-SARAH3&pvtechchoice=crystSi&mountingplace=free&usehorizon=1
35 | 195 | 9 | 160.64 | 5.35 | https://re.jrc.ec.europa.eu/api/v5_3/PVcalc?lat=30.0444&lon=31.2357&peakpower=1&loss=14&angle=35&aspect=15&outputformat=json&raddatabase=PVGIS-SARAH3&pvtechchoice=crystSi&mountingplace=free&usehorizon=1
35 | 195 | 10 | 155.25 | 5.01 | https://re.jrc.ec.europa.eu/api/v5_3/PVcalc?lat=30.0444&lon=31.2357&peakpower=1&loss=14&angle=35&aspect=15&outputformat=json&raddatabase=PVGIS-SARAH3&pvtechchoice=crystSi&mountingplace=free&usehorizon=1
35 | 195 | 11 | 138.77 | 4.63 | https://re.jrc.ec.europa.eu/api/v5_3/PVcalc?lat=30.0444&lon=31.2357&peakpower=1&loss=14&angle=35&aspect=15&outputformat=json&raddatabase=PVGIS-SARAH3&pvtechchoice=crystSi&mountingplace=free&usehorizon=1
35 | 195 | 12 | 132.64 | 4.28 | https://re.jrc.ec.europa.eu/api/v5_3/PVcalc?lat=30.0444&lon=31.2357&peakpower=1&loss=14&angle=35&aspect=15&outputformat=json&raddatabase=PVGIS-SARAH3&pvtechchoice=crystSi&mountingplace=free&usehorizon=1
35 | 210 | 1 | 126.76 | 4.09 | https://re.jrc.ec.europa.eu/api/v5_3/PVcalc?lat=30.0444&lon=31.2357&peakpower=1&loss=14&angle=35&aspect=30&outputformat=json&raddatabase=PVGIS-SARAH3&pvtechchoice=crystSi&mountingplace=free&usehorizon=1
35 | 210 | 2 | 124.91 | 4.46 | https://re.jrc.ec.europa.eu/api/v5_3/PVcalc?lat=30.0444&lon=31.2357&peakpower=1&loss=14&angle=35&aspect=30&outputformat=json&raddatabase=PVGIS-SARAH3&pvtechchoice=crystSi&mountingplace=free&usehorizon=1
35 | 210 | 3 | 157.53 | 5.08 | https://re.jrc.ec.europa.eu/api/v5_3/PVcalc?lat=30.0444&lon=31.2357&peakpower=1&loss=14&angle=35&aspect=30&outputformat=json&raddatabase=PVGIS-SARAH3&pvtechchoice=crystSi&mountingplace=free&usehorizon=1
35 | 210 | 4 | 157.57 | 5.25 | https://re.jrc.ec.europa.eu/api/v5_3/PVcalc?lat=30.0444&lon=31.2357&peakpower=1&loss=14&angle=35&aspect=30&outputformat=json&raddatabase=PVGIS-SARAH3&pvtechchoice=crystSi&mountingplace=free&usehorizon=1
35 | 210 | 5 | 159.24 | 5.14 | https://re.jrc.ec.europa.eu/api/v5_3/PVcalc?lat=30.0444&lon=31.2357&peakpower=1&loss=14&angle=35&aspect=30&outputformat=json&raddatabase=PVGIS-SARAH3&pvtechchoice=crystSi&mountingplace=free&usehorizon=1
35 | 210 | 6 | 156.02 | 5.2 | https://re.jrc.ec.europa.eu/api/v5_3/PVcalc?lat=30.0444&lon=31.2357&peakpower=1&loss=14&angle=35&aspect=30&outputformat=json&raddatabase=PVGIS-SARAH3&pvtechchoice=crystSi&mountingplace=free&usehorizon=1
35 | 210 | 7 | 163.06 | 5.26 | https://re.jrc.ec.europa.eu/api/v5_3/PVcalc?lat=30.0444&lon=31.2357&peakpower=1&loss=14&angle=35&aspect=30&outputformat=json&raddatabase=PVGIS-SARAH3&pvtechchoice=crystSi&mountingplace=free&usehorizon=1
35 | 210 | 8 | 164.76 | 5.31 | https://re.jrc.ec.europa.eu/api/v5_3/PVcalc?lat=30.0444&lon=31.2357&peakpower=1&loss=14&angle=35&aspect=30&outputformat=json&raddatabase=PVGIS-SARAH3&pvtechchoice=crystSi&mountingplace=free&usehorizon=1
35 | 210 | 9 | 158.56 | 5.29 | https://re.jrc.ec.europa.eu/api/v5_3/PVcalc?lat=30.0444&lon=31.2357&peakpower=1&loss=14&angle=35&aspect=30&outputformat=json&raddatabase=PVGIS-SARAH3&pvtechchoice=crystSi&mountingplace=free&usehorizon=1
35 | 210 | 10 | 150.28 | 4.85 | https://re.jrc.ec.europa.eu/api/v5_3/PVcalc?lat=30.0444&lon=31.2357&peakpower=1&loss=14&angle=35&aspect=30&outputformat=json&raddatabase=PVGIS-SARAH3&pvtechchoice=crystSi&mountingplace=free&usehorizon=1
35 | 210 | 11 | 132.57 | 4.42 | https://re.jrc.ec.europa.eu/api/v5_3/PVcalc?lat=30.0444&lon=31.2357&peakpower=1&loss=14&angle=35&aspect=30&outputformat=json&raddatabase=PVGIS-SARAH3&pvtechchoice=crystSi&mountingplace=free&usehorizon=1
35 | 210 | 12 | 126.02 | 4.07 | https://re.jrc.ec.europa.eu/api/v5_3/PVcalc?lat=30.0444&lon=31.2357&peakpower=1&loss=14&angle=35&aspect=30&outputformat=json&raddatabase=PVGIS-SARAH3&pvtechchoice=crystSi&mountingplace=free&usehorizon=1
35 | 225 | 1 | 117.14 | 3.78 | https://re.jrc.ec.europa.eu/api/v5_3/PVcalc?lat=30.0444&lon=31.2357&peakpower=1&loss=14&angle=35&aspect=45&outputformat=json&raddatabase=PVGIS-SARAH3&pvtechchoice=crystSi&mountingplace=free&usehorizon=1
35 | 225 | 2 | 117.65 | 4.2 | https://re.jrc.ec.europa.eu/api/v5_3/PVcalc?lat=30.0444&lon=31.2357&peakpower=1&loss=14&angle=35&aspect=45&outputformat=json&raddatabase=PVGIS-SARAH3&pvtechchoice=crystSi&mountingplace=free&usehorizon=1
35 | 225 | 3 | 152.4 | 4.92 | https://re.jrc.ec.europa.eu/api/v5_3/PVcalc?lat=30.0444&lon=31.2357&peakpower=1&loss=14&angle=35&aspect=45&outputformat=json&raddatabase=PVGIS-SARAH3&pvtechchoice=crystSi&mountingplace=free&usehorizon=1
35 | 225 | 4 | 156.05 | 5.2 | https://re.jrc.ec.europa.eu/api/v5_3/PVcalc?lat=30.0444&lon=31.2357&peakpower=1&loss=14&angle=35&aspect=45&outputformat=json&raddatabase=PVGIS-SARAH3&pvtechchoice=crystSi&mountingplace=free&usehorizon=1
35 | 225 | 5 | 160.92 | 5.19 | https://re.jrc.ec.europa.eu/api/v5_3/PVcalc?lat=30.0444&lon=31.2357&peakpower=1&loss=14&angle=35&aspect=45&outputformat=json&raddatabase=PVGIS-SARAH3&pvtechchoice=crystSi&mountingplace=free&usehorizon=1
35 | 225 | 6 | 160.07 | 5.34 | https://re.jrc.ec.europa.eu/api/v5_3/PVcalc?lat=30.0444&lon=31.2357&peakpower=1&loss=14&angle=35&aspect=45&outputformat=json&raddatabase=PVGIS-SARAH3&pvtechchoice=crystSi&mountingplace=free&usehorizon=1
35 | 225 | 7 | 166.25 | 5.36 | https://re.jrc.ec.europa.eu/api/v5_3/PVcalc?lat=30.0444&lon=31.2357&peakpower=1&loss=14&angle=35&aspect=45&outputformat=json&raddatabase=PVGIS-SARAH3&pvtechchoice=crystSi&mountingplace=free&usehorizon=1
35 | 225 | 8 | 165.15 | 5.33 | https://re.jrc.ec.europa.eu/api/v5_3/PVcalc?lat=30.0444&lon=31.2357&peakpower=1&loss=14&angle=35&aspect=45&outputformat=json&raddatabase=PVGIS-SARAH3&pvtechchoice=crystSi&mountingplace=free&usehorizon=1
35 | 225 | 9 | 155.26 | 5.18 | https://re.jrc.ec.europa.eu/api/v5_3/PVcalc?lat=30.0444&lon=31.2357&peakpower=1&loss=14&angle=35&aspect=45&outputformat=json&raddatabase=PVGIS-SARAH3&pvtechchoice=crystSi&mountingplace=free&usehorizon=1
35 | 225 | 10 | 143.23 | 4.62 | https://re.jrc.ec.europa.eu/api/v5_3/PVcalc?lat=30.0444&lon=31.2357&peakpower=1&loss=14&angle=35&aspect=45&outputformat=json&raddatabase=PVGIS-SARAH3&pvtechchoice=crystSi&mountingplace=free&usehorizon=1
35 | 225 | 11 | 123.6 | 4.12 | https://re.jrc.ec.europa.eu/api/v5_3/PVcalc?lat=30.0444&lon=31.2357&peakpower=1&loss=14&angle=35&aspect=45&outputformat=json&raddatabase=PVGIS-SARAH3&pvtechchoice=crystSi&mountingplace=free&usehorizon=1
35 | 225 | 12 | 116.12 | 3.75 | https://re.jrc.ec.europa.eu/api/v5_3/PVcalc?lat=30.0444&lon=31.2357&peakpower=1&loss=14&angle=35&aspect=45&outputformat=json&raddatabase=PVGIS-SARAH3&pvtechchoice=crystSi&mountingplace=free&usehorizon=1
35 | 240 | 1 | 105.94 | 3.42 | https://re.jrc.ec.europa.eu/api/v5_3/PVcalc?lat=30.0444&lon=31.2357&peakpower=1&loss=14&angle=35&aspect=60&outputformat=json&raddatabase=PVGIS-SARAH3&pvtechchoice=crystSi&mountingplace=free&usehorizon=1
35 | 240 | 2 | 109.36 | 3.91 | https://re.jrc.ec.europa.eu/api/v5_3/PVcalc?lat=30.0444&lon=31.2357&peakpower=1&loss=14&angle=35&aspect=60&outputformat=json&raddatabase=PVGIS-SARAH3&pvtechchoice=crystSi&mountingplace=free&usehorizon=1
35 | 240 | 3 | 145.66 | 4.7 | https://re.jrc.ec.europa.eu/api/v5_3/PVcalc?lat=30.0444&lon=31.2357&peakpower=1&loss=14&angle=35&aspect=60&outputformat=json&raddatabase=PVGIS-SARAH3&pvtechchoice=crystSi&mountingplace=free&usehorizon=1
35 | 240 | 4 | 152.82 | 5.09 | https://re.jrc.ec.europa.eu/api/v5_3/PVcalc?lat=30.0444&lon=31.2357&peakpower=1&loss=14&angle=35&aspect=60&outputformat=json&raddatabase=PVGIS-SARAH3&pvtechchoice=crystSi&mountingplace=free&usehorizon=1
35 | 240 | 5 | 161.22 | 5.2 | https://re.jrc.ec.europa.eu/api/v5_3/PVcalc?lat=30.0444&lon=31.2357&peakpower=1&loss=14&angle=35&aspect=60&outputformat=json&raddatabase=PVGIS-SARAH3&pvtechchoice=crystSi&mountingplace=free&usehorizon=1
35 | 240 | 6 | 162.78 | 5.43 | https://re.jrc.ec.europa.eu/api/v5_3/PVcalc?lat=30.0444&lon=31.2357&peakpower=1&loss=14&angle=35&aspect=60&outputformat=json&raddatabase=PVGIS-SARAH3&pvtechchoice=crystSi&mountingplace=free&usehorizon=1
35 | 240 | 7 | 168.28 | 5.43 | https://re.jrc.ec.europa.eu/api/v5_3/PVcalc?lat=30.0444&lon=31.2357&peakpower=1&loss=14&angle=35&aspect=60&outputformat=json&raddatabase=PVGIS-SARAH3&pvtechchoice=crystSi&mountingplace=free&usehorizon=1
35 | 240 | 8 | 163.76 | 5.28 | https://re.jrc.ec.europa.eu/api/v5_3/PVcalc?lat=30.0444&lon=31.2357&peakpower=1&loss=14&angle=35&aspect=60&outputformat=json&raddatabase=PVGIS-SARAH3&pvtechchoice=crystSi&mountingplace=free&usehorizon=1
35 | 240 | 9 | 149.78 | 4.99 | https://re.jrc.ec.europa.eu/api/v5_3/PVcalc?lat=30.0444&lon=31.2357&peakpower=1&loss=14&angle=35&aspect=60&outputformat=json&raddatabase=PVGIS-SARAH3&pvtechchoice=crystSi&mountingplace=free&usehorizon=1
35 | 240 | 10 | 133.91 | 4.32 | https://re.jrc.ec.europa.eu/api/v5_3/PVcalc?lat=30.0444&lon=31.2357&peakpower=1&loss=14&angle=35&aspect=60&outputformat=json&raddatabase=PVGIS-SARAH3&pvtechchoice=crystSi&mountingplace=free&usehorizon=1
35 | 240 | 11 | 112.23 | 3.74 | https://re.jrc.ec.europa.eu/api/v5_3/PVcalc?lat=30.0444&lon=31.2357&peakpower=1&loss=14&angle=35&aspect=60&outputformat=json&raddatabase=PVGIS-SARAH3&pvtechchoice=crystSi&mountingplace=free&usehorizon=1
35 | 240 | 12 | 103.92 | 3.35 | https://re.jrc.ec.europa.eu/api/v5_3/PVcalc?lat=30.0444&lon=31.2357&peakpower=1&loss=14&angle=35&aspect=60&outputformat=json&raddatabase=PVGIS-SARAH3&pvtechchoice=crystSi&mountingplace=free&usehorizon=1
35 | 255 | 1 | 93.1 | 3 | https://re.jrc.ec.europa.eu/api/v5_3/PVcalc?lat=30.0444&lon=31.2357&peakpower=1&loss=14&angle=35&aspect=75&outputformat=json&raddatabase=PVGIS-SARAH3&pvtechchoice=crystSi&mountingplace=free&usehorizon=1
35 | 255 | 2 | 99.54 | 3.56 | https://re.jrc.ec.europa.eu/api/v5_3/PVcalc?lat=30.0444&lon=31.2357&peakpower=1&loss=14&angle=35&aspect=75&outputformat=json&raddatabase=PVGIS-SARAH3&pvtechchoice=crystSi&mountingplace=free&usehorizon=1
35 | 255 | 3 | 138.15 | 4.46 | https://re.jrc.ec.europa.eu/api/v5_3/PVcalc?lat=30.0444&lon=31.2357&peakpower=1&loss=14&angle=35&aspect=75&outputformat=json&raddatabase=PVGIS-SARAH3&pvtechchoice=crystSi&mountingplace=free&usehorizon=1
35 | 255 | 4 | 148.87 | 4.96 | https://re.jrc.ec.europa.eu/api/v5_3/PVcalc?lat=30.0444&lon=31.2357&peakpower=1&loss=14&angle=35&aspect=75&outputformat=json&raddatabase=PVGIS-SARAH3&pvtechchoice=crystSi&mountingplace=free&usehorizon=1
35 | 255 | 5 | 160.66 | 5.18 | https://re.jrc.ec.europa.eu/api/v5_3/PVcalc?lat=30.0444&lon=31.2357&peakpower=1&loss=14&angle=35&aspect=75&outputformat=json&raddatabase=PVGIS-SARAH3&pvtechchoice=crystSi&mountingplace=free&usehorizon=1
35 | 255 | 6 | 164.63 | 5.49 | https://re.jrc.ec.europa.eu/api/v5_3/PVcalc?lat=30.0444&lon=31.2357&peakpower=1&loss=14&angle=35&aspect=75&outputformat=json&raddatabase=PVGIS-SARAH3&pvtechchoice=crystSi&mountingplace=free&usehorizon=1
35 | 255 | 7 | 169.35 | 5.46 | https://re.jrc.ec.europa.eu/api/v5_3/PVcalc?lat=30.0444&lon=31.2357&peakpower=1&loss=14&angle=35&aspect=75&outputformat=json&raddatabase=PVGIS-SARAH3&pvtechchoice=crystSi&mountingplace=free&usehorizon=1
35 | 255 | 8 | 161.23 | 5.2 | https://re.jrc.ec.europa.eu/api/v5_3/PVcalc?lat=30.0444&lon=31.2357&peakpower=1&loss=14&angle=35&aspect=75&outputformat=json&raddatabase=PVGIS-SARAH3&pvtechchoice=crystSi&mountingplace=free&usehorizon=1
35 | 255 | 9 | 142.96 | 4.77 | https://re.jrc.ec.europa.eu/api/v5_3/PVcalc?lat=30.0444&lon=31.2357&peakpower=1&loss=14&angle=35&aspect=75&outputformat=json&raddatabase=PVGIS-SARAH3&pvtechchoice=crystSi&mountingplace=free&usehorizon=1
35 | 255 | 10 | 123.89 | 4 | https://re.jrc.ec.europa.eu/api/v5_3/PVcalc?lat=30.0444&lon=31.2357&peakpower=1&loss=14&angle=35&aspect=75&outputformat=json&raddatabase=PVGIS-SARAH3&pvtechchoice=crystSi&mountingplace=free&usehorizon=1
35 | 255 | 11 | 100.29 | 3.34 | https://re.jrc.ec.europa.eu/api/v5_3/PVcalc?lat=30.0444&lon=31.2357&peakpower=1&loss=14&angle=35&aspect=75&outputformat=json&raddatabase=PVGIS-SARAH3&pvtechchoice=crystSi&mountingplace=free&usehorizon=1
35 | 255 | 12 | 90.64 | 2.92 | https://re.jrc.ec.europa.eu/api/v5_3/PVcalc?lat=30.0444&lon=31.2357&peakpower=1&loss=14&angle=35&aspect=75&outputformat=json&raddatabase=PVGIS-SARAH3&pvtechchoice=crystSi&mountingplace=free&usehorizon=1
35 | 270 | 1 | 80.47 | 2.6 | https://re.jrc.ec.europa.eu/api/v5_3/PVcalc?lat=30.0444&lon=31.2357&peakpower=1&loss=14&angle=35&aspect=90&outputformat=json&raddatabase=PVGIS-SARAH3&pvtechchoice=crystSi&mountingplace=free&usehorizon=1
35 | 270 | 2 | 89.36 | 3.19 | https://re.jrc.ec.europa.eu/api/v5_3/PVcalc?lat=30.0444&lon=31.2357&peakpower=1&loss=14&angle=35&aspect=90&outputformat=json&raddatabase=PVGIS-SARAH3&pvtechchoice=crystSi&mountingplace=free&usehorizon=1
35 | 270 | 3 | 128.81 | 4.16 | https://re.jrc.ec.europa.eu/api/v5_3/PVcalc?lat=30.0444&lon=31.2357&peakpower=1&loss=14&angle=35&aspect=90&outputformat=json&raddatabase=PVGIS-SARAH3&pvtechchoice=crystSi&mountingplace=free&usehorizon=1
35 | 270 | 4 | 144.12 | 4.8 | https://re.jrc.ec.europa.eu/api/v5_3/PVcalc?lat=30.0444&lon=31.2357&peakpower=1&loss=14&angle=35&aspect=90&outputformat=json&raddatabase=PVGIS-SARAH3&pvtechchoice=crystSi&mountingplace=free&usehorizon=1
35 | 270 | 5 | 159.25 | 5.14 | https://re.jrc.ec.europa.eu/api/v5_3/PVcalc?lat=30.0444&lon=31.2357&peakpower=1&loss=14&angle=35&aspect=90&outputformat=json&raddatabase=PVGIS-SARAH3&pvtechchoice=crystSi&mountingplace=free&usehorizon=1
35 | 270 | 6 | 165.49 | 5.52 | https://re.jrc.ec.europa.eu/api/v5_3/PVcalc?lat=30.0444&lon=31.2357&peakpower=1&loss=14&angle=35&aspect=90&outputformat=json&raddatabase=PVGIS-SARAH3&pvtechchoice=crystSi&mountingplace=free&usehorizon=1
35 | 270 | 7 | 169.32 | 5.46 | https://re.jrc.ec.europa.eu/api/v5_3/PVcalc?lat=30.0444&lon=31.2357&peakpower=1&loss=14&angle=35&aspect=90&outputformat=json&raddatabase=PVGIS-SARAH3&pvtechchoice=crystSi&mountingplace=free&usehorizon=1
35 | 270 | 8 | 158.08 | 5.1 | https://re.jrc.ec.europa.eu/api/v5_3/PVcalc?lat=30.0444&lon=31.2357&peakpower=1&loss=14&angle=35&aspect=90&outputformat=json&raddatabase=PVGIS-SARAH3&pvtechchoice=crystSi&mountingplace=free&usehorizon=1
35 | 270 | 9 | 135.98 | 4.53 | https://re.jrc.ec.europa.eu/api/v5_3/PVcalc?lat=30.0444&lon=31.2357&peakpower=1&loss=14&angle=35&aspect=90&outputformat=json&raddatabase=PVGIS-SARAH3&pvtechchoice=crystSi&mountingplace=free&usehorizon=1
35 | 270 | 10 | 112.42 | 3.63 | https://re.jrc.ec.europa.eu/api/v5_3/PVcalc?lat=30.0444&lon=31.2357&peakpower=1&loss=14&angle=35&aspect=90&outputformat=json&raddatabase=PVGIS-SARAH3&pvtechchoice=crystSi&mountingplace=free&usehorizon=1
35 | 270 | 11 | 86.76 | 2.89 | https://re.jrc.ec.europa.eu/api/v5_3/PVcalc?lat=30.0444&lon=31.2357&peakpower=1&loss=14&angle=35&aspect=90&outputformat=json&raddatabase=PVGIS-SARAH3&pvtechchoice=crystSi&mountingplace=free&usehorizon=1
35 | 270 | 12 | 76.81 | 2.48 | https://re.jrc.ec.europa.eu/api/v5_3/PVcalc?lat=30.0444&lon=31.2357&peakpower=1&loss=14&angle=35&aspect=90&outputformat=json&raddatabase=PVGIS-SARAH3&pvtechchoice=crystSi&mountingplace=free&usehorizon=1
35 | 285 | 1 | 66.93 | 2.16 | https://re.jrc.ec.europa.eu/api/v5_3/PVcalc?lat=30.0444&lon=31.2357&peakpower=1&loss=14&angle=35&aspect=105&outputformat=json&raddatabase=PVGIS-SARAH3&pvtechchoice=crystSi&mountingplace=free&usehorizon=1
35 | 285 | 2 | 79 | 2.82 | https://re.jrc.ec.europa.eu/api/v5_3/PVcalc?lat=30.0444&lon=31.2357&peakpower=1&loss=14&angle=35&aspect=105&outputformat=json&raddatabase=PVGIS-SARAH3&pvtechchoice=crystSi&mountingplace=free&usehorizon=1
35 | 285 | 3 | 118.7 | 3.83 | https://re.jrc.ec.europa.eu/api/v5_3/PVcalc?lat=30.0444&lon=31.2357&peakpower=1&loss=14&angle=35&aspect=105&outputformat=json&raddatabase=PVGIS-SARAH3&pvtechchoice=crystSi&mountingplace=free&usehorizon=1
35 | 285 | 4 | 138.15 | 4.61 | https://re.jrc.ec.europa.eu/api/v5_3/PVcalc?lat=30.0444&lon=31.2357&peakpower=1&loss=14&angle=35&aspect=105&outputformat=json&raddatabase=PVGIS-SARAH3&pvtechchoice=crystSi&mountingplace=free&usehorizon=1
35 | 285 | 5 | 157.05 | 5.07 | https://re.jrc.ec.europa.eu/api/v5_3/PVcalc?lat=30.0444&lon=31.2357&peakpower=1&loss=14&angle=35&aspect=105&outputformat=json&raddatabase=PVGIS-SARAH3&pvtechchoice=crystSi&mountingplace=free&usehorizon=1
35 | 285 | 6 | 165.41 | 5.51 | https://re.jrc.ec.europa.eu/api/v5_3/PVcalc?lat=30.0444&lon=31.2357&peakpower=1&loss=14&angle=35&aspect=105&outputformat=json&raddatabase=PVGIS-SARAH3&pvtechchoice=crystSi&mountingplace=free&usehorizon=1
35 | 285 | 7 | 168.22 | 5.43 | https://re.jrc.ec.europa.eu/api/v5_3/PVcalc?lat=30.0444&lon=31.2357&peakpower=1&loss=14&angle=35&aspect=105&outputformat=json&raddatabase=PVGIS-SARAH3&pvtechchoice=crystSi&mountingplace=free&usehorizon=1
35 | 285 | 8 | 153.09 | 4.94 | https://re.jrc.ec.europa.eu/api/v5_3/PVcalc?lat=30.0444&lon=31.2357&peakpower=1&loss=14&angle=35&aspect=105&outputformat=json&raddatabase=PVGIS-SARAH3&pvtechchoice=crystSi&mountingplace=free&usehorizon=1
35 | 285 | 9 | 126.93 | 4.23 | https://re.jrc.ec.europa.eu/api/v5_3/PVcalc?lat=30.0444&lon=31.2357&peakpower=1&loss=14&angle=35&aspect=105&outputformat=json&raddatabase=PVGIS-SARAH3&pvtechchoice=crystSi&mountingplace=free&usehorizon=1
35 | 285 | 10 | 99.88 | 3.22 | https://re.jrc.ec.europa.eu/api/v5_3/PVcalc?lat=30.0444&lon=31.2357&peakpower=1&loss=14&angle=35&aspect=105&outputformat=json&raddatabase=PVGIS-SARAH3&pvtechchoice=crystSi&mountingplace=free&usehorizon=1
35 | 285 | 11 | 73.54 | 2.45 | https://re.jrc.ec.europa.eu/api/v5_3/PVcalc?lat=30.0444&lon=31.2357&peakpower=1&loss=14&angle=35&aspect=105&outputformat=json&raddatabase=PVGIS-SARAH3&pvtechchoice=crystSi&mountingplace=free&usehorizon=1
35 | 285 | 12 | 62.88 | 2.03 | https://re.jrc.ec.europa.eu/api/v5_3/PVcalc?lat=30.0444&lon=31.2357&peakpower=1&loss=14&angle=35&aspect=105&outputformat=json&raddatabase=PVGIS-SARAH3&pvtechchoice=crystSi&mountingplace=free&usehorizon=1
35 | 300 | 1 | 54.04 | 1.74 | https://re.jrc.ec.europa.eu/api/v5_3/PVcalc?lat=30.0444&lon=31.2357&peakpower=1&loss=14&angle=35&aspect=120&outputformat=json&raddatabase=PVGIS-SARAH3&pvtechchoice=crystSi&mountingplace=free&usehorizon=1
35 | 300 | 2 | 68 | 2.43 | https://re.jrc.ec.europa.eu/api/v5_3/PVcalc?lat=30.0444&lon=31.2357&peakpower=1&loss=14&angle=35&aspect=120&outputformat=json&raddatabase=PVGIS-SARAH3&pvtechchoice=crystSi&mountingplace=free&usehorizon=1
35 | 300 | 3 | 108.15 | 3.49 | https://re.jrc.ec.europa.eu/api/v5_3/PVcalc?lat=30.0444&lon=31.2357&peakpower=1&loss=14&angle=35&aspect=120&outputformat=json&raddatabase=PVGIS-SARAH3&pvtechchoice=crystSi&mountingplace=free&usehorizon=1
35 | 300 | 4 | 131.43 | 4.38 | https://re.jrc.ec.europa.eu/api/v5_3/PVcalc?lat=30.0444&lon=31.2357&peakpower=1&loss=14&angle=35&aspect=120&outputformat=json&raddatabase=PVGIS-SARAH3&pvtechchoice=crystSi&mountingplace=free&usehorizon=1
35 | 300 | 5 | 154.32 | 4.98 | https://re.jrc.ec.europa.eu/api/v5_3/PVcalc?lat=30.0444&lon=31.2357&peakpower=1&loss=14&angle=35&aspect=120&outputformat=json&raddatabase=PVGIS-SARAH3&pvtechchoice=crystSi&mountingplace=free&usehorizon=1
35 | 300 | 6 | 164.53 | 5.48 | https://re.jrc.ec.europa.eu/api/v5_3/PVcalc?lat=30.0444&lon=31.2357&peakpower=1&loss=14&angle=35&aspect=120&outputformat=json&raddatabase=PVGIS-SARAH3&pvtechchoice=crystSi&mountingplace=free&usehorizon=1
35 | 300 | 7 | 166.34 | 5.37 | https://re.jrc.ec.europa.eu/api/v5_3/PVcalc?lat=30.0444&lon=31.2357&peakpower=1&loss=14&angle=35&aspect=120&outputformat=json&raddatabase=PVGIS-SARAH3&pvtechchoice=crystSi&mountingplace=free&usehorizon=1
35 | 300 | 8 | 147.05 | 4.74 | https://re.jrc.ec.europa.eu/api/v5_3/PVcalc?lat=30.0444&lon=31.2357&peakpower=1&loss=14&angle=35&aspect=120&outputformat=json&raddatabase=PVGIS-SARAH3&pvtechchoice=crystSi&mountingplace=free&usehorizon=1
35 | 300 | 9 | 117.15 | 3.91 | https://re.jrc.ec.europa.eu/api/v5_3/PVcalc?lat=30.0444&lon=31.2357&peakpower=1&loss=14&angle=35&aspect=120&outputformat=json&raddatabase=PVGIS-SARAH3&pvtechchoice=crystSi&mountingplace=free&usehorizon=1
35 | 300 | 10 | 87.19 | 2.81 | https://re.jrc.ec.europa.eu/api/v5_3/PVcalc?lat=30.0444&lon=31.2357&peakpower=1&loss=14&angle=35&aspect=120&outputformat=json&raddatabase=PVGIS-SARAH3&pvtechchoice=crystSi&mountingplace=free&usehorizon=1
35 | 300 | 11 | 60.07 | 2 | https://re.jrc.ec.europa.eu/api/v5_3/PVcalc?lat=30.0444&lon=31.2357&peakpower=1&loss=14&angle=35&aspect=120&outputformat=json&raddatabase=PVGIS-SARAH3&pvtechchoice=crystSi&mountingplace=free&usehorizon=1
35 | 300 | 12 | 49.16 | 1.59 | https://re.jrc.ec.europa.eu/api/v5_3/PVcalc?lat=30.0444&lon=31.2357&peakpower=1&loss=14&angle=35&aspect=120&outputformat=json&raddatabase=PVGIS-SARAH3&pvtechchoice=crystSi&mountingplace=free&usehorizon=1
35 | 315 | 1 | 42.33 | 1.37 | https://re.jrc.ec.europa.eu/api/v5_3/PVcalc?lat=30.0444&lon=31.2357&peakpower=1&loss=14&angle=35&aspect=135&outputformat=json&raddatabase=PVGIS-SARAH3&pvtechchoice=crystSi&mountingplace=free&usehorizon=1
35 | 315 | 2 | 57.26 | 2.05 | https://re.jrc.ec.europa.eu/api/v5_3/PVcalc?lat=30.0444&lon=31.2357&peakpower=1&loss=14&angle=35&aspect=135&outputformat=json&raddatabase=PVGIS-SARAH3&pvtechchoice=crystSi&mountingplace=free&usehorizon=1
35 | 315 | 3 | 97.34 | 3.14 | https://re.jrc.ec.europa.eu/api/v5_3/PVcalc?lat=30.0444&lon=31.2357&peakpower=1&loss=14&angle=35&aspect=135&outputformat=json&raddatabase=PVGIS-SARAH3&pvtechchoice=crystSi&mountingplace=free&usehorizon=1
35 | 315 | 4 | 124.72 | 4.16 | https://re.jrc.ec.europa.eu/api/v5_3/PVcalc?lat=30.0444&lon=31.2357&peakpower=1&loss=14&angle=35&aspect=135&outputformat=json&raddatabase=PVGIS-SARAH3&pvtechchoice=crystSi&mountingplace=free&usehorizon=1
35 | 315 | 5 | 151.05 | 4.87 | https://re.jrc.ec.europa.eu/api/v5_3/PVcalc?lat=30.0444&lon=31.2357&peakpower=1&loss=14&angle=35&aspect=135&outputformat=json&raddatabase=PVGIS-SARAH3&pvtechchoice=crystSi&mountingplace=free&usehorizon=1
35 | 315 | 6 | 163.02 | 5.43 | https://re.jrc.ec.europa.eu/api/v5_3/PVcalc?lat=30.0444&lon=31.2357&peakpower=1&loss=14&angle=35&aspect=135&outputformat=json&raddatabase=PVGIS-SARAH3&pvtechchoice=crystSi&mountingplace=free&usehorizon=1
35 | 315 | 7 | 163.69 | 5.28 | https://re.jrc.ec.europa.eu/api/v5_3/PVcalc?lat=30.0444&lon=31.2357&peakpower=1&loss=14&angle=35&aspect=135&outputformat=json&raddatabase=PVGIS-SARAH3&pvtechchoice=crystSi&mountingplace=free&usehorizon=1
35 | 315 | 8 | 141.23 | 4.56 | https://re.jrc.ec.europa.eu/api/v5_3/PVcalc?lat=30.0444&lon=31.2357&peakpower=1&loss=14&angle=35&aspect=135&outputformat=json&raddatabase=PVGIS-SARAH3&pvtechchoice=crystSi&mountingplace=free&usehorizon=1
35 | 315 | 9 | 106.83 | 3.56 | https://re.jrc.ec.europa.eu/api/v5_3/PVcalc?lat=30.0444&lon=31.2357&peakpower=1&loss=14&angle=35&aspect=135&outputformat=json&raddatabase=PVGIS-SARAH3&pvtechchoice=crystSi&mountingplace=free&usehorizon=1
35 | 315 | 10 | 74.56 | 2.41 | https://re.jrc.ec.europa.eu/api/v5_3/PVcalc?lat=30.0444&lon=31.2357&peakpower=1&loss=14&angle=35&aspect=135&outputformat=json&raddatabase=PVGIS-SARAH3&pvtechchoice=crystSi&mountingplace=free&usehorizon=1
35 | 315 | 11 | 46.79 | 1.56 | https://re.jrc.ec.europa.eu/api/v5_3/PVcalc?lat=30.0444&lon=31.2357&peakpower=1&loss=14&angle=35&aspect=135&outputformat=json&raddatabase=PVGIS-SARAH3&pvtechchoice=crystSi&mountingplace=free&usehorizon=1
35 | 315 | 12 | 37.2 | 1.2 | https://re.jrc.ec.europa.eu/api/v5_3/PVcalc?lat=30.0444&lon=31.2357&peakpower=1&loss=14&angle=35&aspect=135&outputformat=json&raddatabase=PVGIS-SARAH3&pvtechchoice=crystSi&mountingplace=free&usehorizon=1
35 | 330 | 1 | 31.6 | 1.02 | https://re.jrc.ec.europa.eu/api/v5_3/PVcalc?lat=30.0444&lon=31.2357&peakpower=1&loss=14&angle=35&aspect=150&outputformat=json&raddatabase=PVGIS-SARAH3&pvtechchoice=crystSi&mountingplace=free&usehorizon=1
35 | 330 | 2 | 47.33 | 1.69 | https://re.jrc.ec.europa.eu/api/v5_3/PVcalc?lat=30.0444&lon=31.2357&peakpower=1&loss=14&angle=35&aspect=150&outputformat=json&raddatabase=PVGIS-SARAH3&pvtechchoice=crystSi&mountingplace=free&usehorizon=1
35 | 330 | 3 | 86.95 | 2.8 | https://re.jrc.ec.europa.eu/api/v5_3/PVcalc?lat=30.0444&lon=31.2357&peakpower=1&loss=14&angle=35&aspect=150&outputformat=json&raddatabase=PVGIS-SARAH3&pvtechchoice=crystSi&mountingplace=free&usehorizon=1
35 | 330 | 4 | 118.92 | 3.96 | https://re.jrc.ec.europa.eu/api/v5_3/PVcalc?lat=30.0444&lon=31.2357&peakpower=1&loss=14&angle=35&aspect=150&outputformat=json&raddatabase=PVGIS-SARAH3&pvtechchoice=crystSi&mountingplace=free&usehorizon=1
35 | 330 | 5 | 149.15 | 4.81 | https://re.jrc.ec.europa.eu/api/v5_3/PVcalc?lat=30.0444&lon=31.2357&peakpower=1&loss=14&angle=35&aspect=150&outputformat=json&raddatabase=PVGIS-SARAH3&pvtechchoice=crystSi&mountingplace=free&usehorizon=1
35 | 330 | 6 | 162.58 | 5.42 | https://re.jrc.ec.europa.eu/api/v5_3/PVcalc?lat=30.0444&lon=31.2357&peakpower=1&loss=14&angle=35&aspect=150&outputformat=json&raddatabase=PVGIS-SARAH3&pvtechchoice=crystSi&mountingplace=free&usehorizon=1
35 | 330 | 7 | 162.05 | 5.23 | https://re.jrc.ec.europa.eu/api/v5_3/PVcalc?lat=30.0444&lon=31.2357&peakpower=1&loss=14&angle=35&aspect=150&outputformat=json&raddatabase=PVGIS-SARAH3&pvtechchoice=crystSi&mountingplace=free&usehorizon=1
35 | 330 | 8 | 135.87 | 4.38 | https://re.jrc.ec.europa.eu/api/v5_3/PVcalc?lat=30.0444&lon=31.2357&peakpower=1&loss=14&angle=35&aspect=150&outputformat=json&raddatabase=PVGIS-SARAH3&pvtechchoice=crystSi&mountingplace=free&usehorizon=1
35 | 330 | 9 | 97.33 | 3.24 | https://re.jrc.ec.europa.eu/api/v5_3/PVcalc?lat=30.0444&lon=31.2357&peakpower=1&loss=14&angle=35&aspect=150&outputformat=json&raddatabase=PVGIS-SARAH3&pvtechchoice=crystSi&mountingplace=free&usehorizon=1
35 | 330 | 10 | 62.49 | 2.02 | https://re.jrc.ec.europa.eu/api/v5_3/PVcalc?lat=30.0444&lon=31.2357&peakpower=1&loss=14&angle=35&aspect=150&outputformat=json&raddatabase=PVGIS-SARAH3&pvtechchoice=crystSi&mountingplace=free&usehorizon=1
35 | 330 | 11 | 35.11 | 1.17 | https://re.jrc.ec.europa.eu/api/v5_3/PVcalc?lat=30.0444&lon=31.2357&peakpower=1&loss=14&angle=35&aspect=150&outputformat=json&raddatabase=PVGIS-SARAH3&pvtechchoice=crystSi&mountingplace=free&usehorizon=1
35 | 330 | 12 | 26.58 | 0.86 | https://re.jrc.ec.europa.eu/api/v5_3/PVcalc?lat=30.0444&lon=31.2357&peakpower=1&loss=14&angle=35&aspect=150&outputformat=json&raddatabase=PVGIS-SARAH3&pvtechchoice=crystSi&mountingplace=free&usehorizon=1
35 | 345 | 1 | 24.35 | 0.79 | https://re.jrc.ec.europa.eu/api/v5_3/PVcalc?lat=30.0444&lon=31.2357&peakpower=1&loss=14&angle=35&aspect=165&outputformat=json&raddatabase=PVGIS-SARAH3&pvtechchoice=crystSi&mountingplace=free&usehorizon=1
35 | 345 | 2 | 39.27 | 1.4 | https://re.jrc.ec.europa.eu/api/v5_3/PVcalc?lat=30.0444&lon=31.2357&peakpower=1&loss=14&angle=35&aspect=165&outputformat=json&raddatabase=PVGIS-SARAH3&pvtechchoice=crystSi&mountingplace=free&usehorizon=1
35 | 345 | 3 | 78.88 | 2.54 | https://re.jrc.ec.europa.eu/api/v5_3/PVcalc?lat=30.0444&lon=31.2357&peakpower=1&loss=14&angle=35&aspect=165&outputformat=json&raddatabase=PVGIS-SARAH3&pvtechchoice=crystSi&mountingplace=free&usehorizon=1
35 | 345 | 4 | 115.25 | 3.84 | https://re.jrc.ec.europa.eu/api/v5_3/PVcalc?lat=30.0444&lon=31.2357&peakpower=1&loss=14&angle=35&aspect=165&outputformat=json&raddatabase=PVGIS-SARAH3&pvtechchoice=crystSi&mountingplace=free&usehorizon=1
35 | 345 | 5 | 148.4 | 4.79 | https://re.jrc.ec.europa.eu/api/v5_3/PVcalc?lat=30.0444&lon=31.2357&peakpower=1&loss=14&angle=35&aspect=165&outputformat=json&raddatabase=PVGIS-SARAH3&pvtechchoice=crystSi&mountingplace=free&usehorizon=1
35 | 345 | 6 | 162.34 | 5.41 | https://re.jrc.ec.europa.eu/api/v5_3/PVcalc?lat=30.0444&lon=31.2357&peakpower=1&loss=14&angle=35&aspect=165&outputformat=json&raddatabase=PVGIS-SARAH3&pvtechchoice=crystSi&mountingplace=free&usehorizon=1
35 | 345 | 7 | 160.69 | 5.18 | https://re.jrc.ec.europa.eu/api/v5_3/PVcalc?lat=30.0444&lon=31.2357&peakpower=1&loss=14&angle=35&aspect=165&outputformat=json&raddatabase=PVGIS-SARAH3&pvtechchoice=crystSi&mountingplace=free&usehorizon=1
35 | 345 | 8 | 132.43 | 4.27 | https://re.jrc.ec.europa.eu/api/v5_3/PVcalc?lat=30.0444&lon=31.2357&peakpower=1&loss=14&angle=35&aspect=165&outputformat=json&raddatabase=PVGIS-SARAH3&pvtechchoice=crystSi&mountingplace=free&usehorizon=1
35 | 345 | 9 | 90.21 | 3.01 | https://re.jrc.ec.europa.eu/api/v5_3/PVcalc?lat=30.0444&lon=31.2357&peakpower=1&loss=14&angle=35&aspect=165&outputformat=json&raddatabase=PVGIS-SARAH3&pvtechchoice=crystSi&mountingplace=free&usehorizon=1
35 | 345 | 10 | 52.33 | 1.69 | https://re.jrc.ec.europa.eu/api/v5_3/PVcalc?lat=30.0444&lon=31.2357&peakpower=1&loss=14&angle=35&aspect=165&outputformat=json&raddatabase=PVGIS-SARAH3&pvtechchoice=crystSi&mountingplace=free&usehorizon=1
35 | 345 | 11 | 26.24 | 0.87 | https://re.jrc.ec.europa.eu/api/v5_3/PVcalc?lat=30.0444&lon=31.2357&peakpower=1&loss=14&angle=35&aspect=165&outputformat=json&raddatabase=PVGIS-SARAH3&pvtechchoice=crystSi&mountingplace=free&usehorizon=1
35 | 345 | 12 | 20.55 | 0.66 | https://re.jrc.ec.europa.eu/api/v5_3/PVcalc?lat=30.0444&lon=31.2357&peakpower=1&loss=14&angle=35&aspect=165&outputformat=json&raddatabase=PVGIS-SARAH3&pvtechchoice=crystSi&mountingplace=free&usehorizon=1
35 | 360 | 1 | 22.5 | 0.73 | https://re.jrc.ec.europa.eu/api/v5_3/PVcalc?lat=30.0444&lon=31.2357&peakpower=1&loss=14&angle=35&aspect=180&outputformat=json&raddatabase=PVGIS-SARAH3&pvtechchoice=crystSi&mountingplace=free&usehorizon=1
35 | 360 | 2 | 36.07 | 1.29 | https://re.jrc.ec.europa.eu/api/v5_3/PVcalc?lat=30.0444&lon=31.2357&peakpower=1&loss=14&angle=35&aspect=180&outputformat=json&raddatabase=PVGIS-SARAH3&pvtechchoice=crystSi&mountingplace=free&usehorizon=1
35 | 360 | 3 | 75.4 | 2.43 | https://re.jrc.ec.europa.eu/api/v5_3/PVcalc?lat=30.0444&lon=31.2357&peakpower=1&loss=14&angle=35&aspect=180&outputformat=json&raddatabase=PVGIS-SARAH3&pvtechchoice=crystSi&mountingplace=free&usehorizon=1
35 | 360 | 4 | 113.51 | 3.78 | https://re.jrc.ec.europa.eu/api/v5_3/PVcalc?lat=30.0444&lon=31.2357&peakpower=1&loss=14&angle=35&aspect=180&outputformat=json&raddatabase=PVGIS-SARAH3&pvtechchoice=crystSi&mountingplace=free&usehorizon=1
35 | 360 | 5 | 147.58 | 4.76 | https://re.jrc.ec.europa.eu/api/v5_3/PVcalc?lat=30.0444&lon=31.2357&peakpower=1&loss=14&angle=35&aspect=180&outputformat=json&raddatabase=PVGIS-SARAH3&pvtechchoice=crystSi&mountingplace=free&usehorizon=1
35 | 360 | 6 | 160.95 | 5.36 | https://re.jrc.ec.europa.eu/api/v5_3/PVcalc?lat=30.0444&lon=31.2357&peakpower=1&loss=14&angle=35&aspect=180&outputformat=json&raddatabase=PVGIS-SARAH3&pvtechchoice=crystSi&mountingplace=free&usehorizon=1
35 | 360 | 7 | 158.41 | 5.11 | https://re.jrc.ec.europa.eu/api/v5_3/PVcalc?lat=30.0444&lon=31.2357&peakpower=1&loss=14&angle=35&aspect=180&outputformat=json&raddatabase=PVGIS-SARAH3&pvtechchoice=crystSi&mountingplace=free&usehorizon=1
35 | 360 | 8 | 129.89 | 4.19 | https://re.jrc.ec.europa.eu/api/v5_3/PVcalc?lat=30.0444&lon=31.2357&peakpower=1&loss=14&angle=35&aspect=180&outputformat=json&raddatabase=PVGIS-SARAH3&pvtechchoice=crystSi&mountingplace=free&usehorizon=1
35 | 360 | 9 | 86.72 | 2.89 | https://re.jrc.ec.europa.eu/api/v5_3/PVcalc?lat=30.0444&lon=31.2357&peakpower=1&loss=14&angle=35&aspect=180&outputformat=json&raddatabase=PVGIS-SARAH3&pvtechchoice=crystSi&mountingplace=free&usehorizon=1
35 | 360 | 10 | 47.93 | 1.55 | https://re.jrc.ec.europa.eu/api/v5_3/PVcalc?lat=30.0444&lon=31.2357&peakpower=1&loss=14&angle=35&aspect=180&outputformat=json&raddatabase=PVGIS-SARAH3&pvtechchoice=crystSi&mountingplace=free&usehorizon=1
35 | 360 | 11 | 23.31 | 0.78 | https://re.jrc.ec.europa.eu/api/v5_3/PVcalc?lat=30.0444&lon=31.2357&peakpower=1&loss=14&angle=35&aspect=180&outputformat=json&raddatabase=PVGIS-SARAH3&pvtechchoice=crystSi&mountingplace=free&usehorizon=1
35 | 360 | 12 | 20.04 | 0.65 | https://re.jrc.ec.europa.eu/api/v5_3/PVcalc?lat=30.0444&lon=31.2357&peakpower=1&loss=14&angle=35&aspect=180&outputformat=json&raddatabase=PVGIS-SARAH3&pvtechchoice=crystSi&mountingplace=free&usehorizon=1
40 | 0 | 1 | 23 | 0.74 | https://re.jrc.ec.europa.eu/api/v5_3/PVcalc?lat=30.0444&lon=31.2357&peakpower=1&loss=14&angle=40&aspect=-180&outputformat=json&raddatabase=PVGIS-SARAH3&pvtechchoice=crystSi&mountingplace=free&usehorizon=1
40 | 0 | 2 | 28.72 | 1.03 | https://re.jrc.ec.europa.eu/api/v5_3/PVcalc?lat=30.0444&lon=31.2357&peakpower=1&loss=14&angle=40&aspect=-180&outputformat=json&raddatabase=PVGIS-SARAH3&pvtechchoice=crystSi&mountingplace=free&usehorizon=1
40 | 0 | 3 | 63.37 | 2.04 | https://re.jrc.ec.europa.eu/api/v5_3/PVcalc?lat=30.0444&lon=31.2357&peakpower=1&loss=14&angle=40&aspect=-180&outputformat=json&raddatabase=PVGIS-SARAH3&pvtechchoice=crystSi&mountingplace=free&usehorizon=1
40 | 0 | 4 | 103.41 | 3.45 | https://re.jrc.ec.europa.eu/api/v5_3/PVcalc?lat=30.0444&lon=31.2357&peakpower=1&loss=14&angle=40&aspect=-180&outputformat=json&raddatabase=PVGIS-SARAH3&pvtechchoice=crystSi&mountingplace=free&usehorizon=1
40 | 0 | 5 | 139.38 | 4.5 | https://re.jrc.ec.europa.eu/api/v5_3/PVcalc?lat=30.0444&lon=31.2357&peakpower=1&loss=14&angle=40&aspect=-180&outputformat=json&raddatabase=PVGIS-SARAH3&pvtechchoice=crystSi&mountingplace=free&usehorizon=1
40 | 0 | 6 | 153.68 | 5.12 | https://re.jrc.ec.europa.eu/api/v5_3/PVcalc?lat=30.0444&lon=31.2357&peakpower=1&loss=14&angle=40&aspect=-180&outputformat=json&raddatabase=PVGIS-SARAH3&pvtechchoice=crystSi&mountingplace=free&usehorizon=1
40 | 0 | 7 | 150.35 | 4.85 | https://re.jrc.ec.europa.eu/api/v5_3/PVcalc?lat=30.0444&lon=31.2357&peakpower=1&loss=14&angle=40&aspect=-180&outputformat=json&raddatabase=PVGIS-SARAH3&pvtechchoice=crystSi&mountingplace=free&usehorizon=1
40 | 0 | 8 | 119.85 | 3.87 | https://re.jrc.ec.europa.eu/api/v5_3/PVcalc?lat=30.0444&lon=31.2357&peakpower=1&loss=14&angle=40&aspect=-180&outputformat=json&raddatabase=PVGIS-SARAH3&pvtechchoice=crystSi&mountingplace=free&usehorizon=1
40 | 0 | 9 | 74.71 | 2.49 | https://re.jrc.ec.europa.eu/api/v5_3/PVcalc?lat=30.0444&lon=31.2357&peakpower=1&loss=14&angle=40&aspect=-180&outputformat=json&raddatabase=PVGIS-SARAH3&pvtechchoice=crystSi&mountingplace=free&usehorizon=1
40 | 0 | 10 | 36.83 | 1.19 | https://re.jrc.ec.europa.eu/api/v5_3/PVcalc?lat=30.0444&lon=31.2357&peakpower=1&loss=14&angle=40&aspect=-180&outputformat=json&raddatabase=PVGIS-SARAH3&pvtechchoice=crystSi&mountingplace=free&usehorizon=1
40 | 0 | 11 | 21.19 | 0.71 | https://re.jrc.ec.europa.eu/api/v5_3/PVcalc?lat=30.0444&lon=31.2357&peakpower=1&loss=14&angle=40&aspect=-180&outputformat=json&raddatabase=PVGIS-SARAH3&pvtechchoice=crystSi&mountingplace=free&usehorizon=1
40 | 0 | 12 | 22.01 | 0.71 | https://re.jrc.ec.europa.eu/api/v5_3/PVcalc?lat=30.0444&lon=31.2357&peakpower=1&loss=14&angle=40&aspect=-180&outputformat=json&raddatabase=PVGIS-SARAH3&pvtechchoice=crystSi&mountingplace=free&usehorizon=1
40 | 15 | 1 | 22.31 | 0.72 | https://re.jrc.ec.europa.eu/api/v5_3/PVcalc?lat=30.0444&lon=31.2357&peakpower=1&loss=14&angle=40&aspect=-165&outputformat=json&raddatabase=PVGIS-SARAH3&pvtechchoice=crystSi&mountingplace=free&usehorizon=1
40 | 15 | 2 | 33.11 | 1.18 | https://re.jrc.ec.europa.eu/api/v5_3/PVcalc?lat=30.0444&lon=31.2357&peakpower=1&loss=14&angle=40&aspect=-165&outputformat=json&raddatabase=PVGIS-SARAH3&pvtechchoice=crystSi&mountingplace=free&usehorizon=1
40 | 15 | 3 | 67.41 | 2.17 | https://re.jrc.ec.europa.eu/api/v5_3/PVcalc?lat=30.0444&lon=31.2357&peakpower=1&loss=14&angle=40&aspect=-165&outputformat=json&raddatabase=PVGIS-SARAH3&pvtechchoice=crystSi&mountingplace=free&usehorizon=1
40 | 15 | 4 | 103.46 | 3.45 | https://re.jrc.ec.europa.eu/api/v5_3/PVcalc?lat=30.0444&lon=31.2357&peakpower=1&loss=14&angle=40&aspect=-165&outputformat=json&raddatabase=PVGIS-SARAH3&pvtechchoice=crystSi&mountingplace=free&usehorizon=1
40 | 15 | 5 | 138.16 | 4.46 | https://re.jrc.ec.europa.eu/api/v5_3/PVcalc?lat=30.0444&lon=31.2357&peakpower=1&loss=14&angle=40&aspect=-165&outputformat=json&raddatabase=PVGIS-SARAH3&pvtechchoice=crystSi&mountingplace=free&usehorizon=1
40 | 15 | 6 | 150.98 | 5.03 | https://re.jrc.ec.europa.eu/api/v5_3/PVcalc?lat=30.0444&lon=31.2357&peakpower=1&loss=14&angle=40&aspect=-165&outputformat=json&raddatabase=PVGIS-SARAH3&pvtechchoice=crystSi&mountingplace=free&usehorizon=1
40 | 15 | 7 | 147.13 | 4.75 | https://re.jrc.ec.europa.eu/api/v5_3/PVcalc?lat=30.0444&lon=31.2357&peakpower=1&loss=14&angle=40&aspect=-165&outputformat=json&raddatabase=PVGIS-SARAH3&pvtechchoice=crystSi&mountingplace=free&usehorizon=1
40 | 15 | 8 | 118.23 | 3.81 | https://re.jrc.ec.europa.eu/api/v5_3/PVcalc?lat=30.0444&lon=31.2357&peakpower=1&loss=14&angle=40&aspect=-165&outputformat=json&raddatabase=PVGIS-SARAH3&pvtechchoice=crystSi&mountingplace=free&usehorizon=1
40 | 15 | 9 | 76.43 | 2.55 | https://re.jrc.ec.europa.eu/api/v5_3/PVcalc?lat=30.0444&lon=31.2357&peakpower=1&loss=14&angle=40&aspect=-165&outputformat=json&raddatabase=PVGIS-SARAH3&pvtechchoice=crystSi&mountingplace=free&usehorizon=1
40 | 15 | 10 | 42.53 | 1.37 | https://re.jrc.ec.europa.eu/api/v5_3/PVcalc?lat=30.0444&lon=31.2357&peakpower=1&loss=14&angle=40&aspect=-165&outputformat=json&raddatabase=PVGIS-SARAH3&pvtechchoice=crystSi&mountingplace=free&usehorizon=1
40 | 15 | 11 | 21.96 | 0.73 | https://re.jrc.ec.europa.eu/api/v5_3/PVcalc?lat=30.0444&lon=31.2357&peakpower=1&loss=14&angle=40&aspect=-165&outputformat=json&raddatabase=PVGIS-SARAH3&pvtechchoice=crystSi&mountingplace=free&usehorizon=1
40 | 15 | 12 | 21.59 | 0.7 | https://re.jrc.ec.europa.eu/api/v5_3/PVcalc?lat=30.0444&lon=31.2357&peakpower=1&loss=14&angle=40&aspect=-165&outputformat=json&raddatabase=PVGIS-SARAH3&pvtechchoice=crystSi&mountingplace=free&usehorizon=1
40 | 30 | 1 | 27.8 | 0.9 | https://re.jrc.ec.europa.eu/api/v5_3/PVcalc?lat=30.0444&lon=31.2357&peakpower=1&loss=14&angle=40&aspect=-150&outputformat=json&raddatabase=PVGIS-SARAH3&pvtechchoice=crystSi&mountingplace=free&usehorizon=1
40 | 30 | 2 | 43.1 | 1.54 | https://re.jrc.ec.europa.eu/api/v5_3/PVcalc?lat=30.0444&lon=31.2357&peakpower=1&loss=14&angle=40&aspect=-150&outputformat=json&raddatabase=PVGIS-SARAH3&pvtechchoice=crystSi&mountingplace=free&usehorizon=1
40 | 30 | 3 | 77.15 | 2.49 | https://re.jrc.ec.europa.eu/api/v5_3/PVcalc?lat=30.0444&lon=31.2357&peakpower=1&loss=14&angle=40&aspect=-150&outputformat=json&raddatabase=PVGIS-SARAH3&pvtechchoice=crystSi&mountingplace=free&usehorizon=1
40 | 30 | 4 | 107.1 | 3.57 | https://re.jrc.ec.europa.eu/api/v5_3/PVcalc?lat=30.0444&lon=31.2357&peakpower=1&loss=14&angle=40&aspect=-150&outputformat=json&raddatabase=PVGIS-SARAH3&pvtechchoice=crystSi&mountingplace=free&usehorizon=1
40 | 30 | 5 | 137.57 | 4.44 | https://re.jrc.ec.europa.eu/api/v5_3/PVcalc?lat=30.0444&lon=31.2357&peakpower=1&loss=14&angle=40&aspect=-150&outputformat=json&raddatabase=PVGIS-SARAH3&pvtechchoice=crystSi&mountingplace=free&usehorizon=1
40 | 30 | 6 | 147.77 | 4.93 | https://re.jrc.ec.europa.eu/api/v5_3/PVcalc?lat=30.0444&lon=31.2357&peakpower=1&loss=14&angle=40&aspect=-150&outputformat=json&raddatabase=PVGIS-SARAH3&pvtechchoice=crystSi&mountingplace=free&usehorizon=1
40 | 30 | 7 | 144.15 | 4.65 | https://re.jrc.ec.europa.eu/api/v5_3/PVcalc?lat=30.0444&lon=31.2357&peakpower=1&loss=14&angle=40&aspect=-150&outputformat=json&raddatabase=PVGIS-SARAH3&pvtechchoice=crystSi&mountingplace=free&usehorizon=1
40 | 30 | 8 | 119.67 | 3.86 | https://re.jrc.ec.europa.eu/api/v5_3/PVcalc?lat=30.0444&lon=31.2357&peakpower=1&loss=14&angle=40&aspect=-150&outputformat=json&raddatabase=PVGIS-SARAH3&pvtechchoice=crystSi&mountingplace=free&usehorizon=1
40 | 30 | 9 | 83.79 | 2.79 | https://re.jrc.ec.europa.eu/api/v5_3/PVcalc?lat=30.0444&lon=31.2357&peakpower=1&loss=14&angle=40&aspect=-150&outputformat=json&raddatabase=PVGIS-SARAH3&pvtechchoice=crystSi&mountingplace=free&usehorizon=1
40 | 30 | 10 | 54.13 | 1.75 | https://re.jrc.ec.europa.eu/api/v5_3/PVcalc?lat=30.0444&lon=31.2357&peakpower=1&loss=14&angle=40&aspect=-150&outputformat=json&raddatabase=PVGIS-SARAH3&pvtechchoice=crystSi&mountingplace=free&usehorizon=1
40 | 30 | 11 | 30.2 | 1.01 | https://re.jrc.ec.europa.eu/api/v5_3/PVcalc?lat=30.0444&lon=31.2357&peakpower=1&loss=14&angle=40&aspect=-150&outputformat=json&raddatabase=PVGIS-SARAH3&pvtechchoice=crystSi&mountingplace=free&usehorizon=1
40 | 30 | 12 | 23.76 | 0.77 | https://re.jrc.ec.europa.eu/api/v5_3/PVcalc?lat=30.0444&lon=31.2357&peakpower=1&loss=14&angle=40&aspect=-150&outputformat=json&raddatabase=PVGIS-SARAH3&pvtechchoice=crystSi&mountingplace=free&usehorizon=1
40 | 45 | 1 | 39.44 | 1.27 | https://re.jrc.ec.europa.eu/api/v5_3/PVcalc?lat=30.0444&lon=31.2357&peakpower=1&loss=14&angle=40&aspect=-135&outputformat=json&raddatabase=PVGIS-SARAH3&pvtechchoice=crystSi&mountingplace=free&usehorizon=1
40 | 45 | 2 | 55.15 | 1.97 | https://re.jrc.ec.europa.eu/api/v5_3/PVcalc?lat=30.0444&lon=31.2357&peakpower=1&loss=14&angle=40&aspect=-135&outputformat=json&raddatabase=PVGIS-SARAH3&pvtechchoice=crystSi&mountingplace=free&usehorizon=1
40 | 45 | 3 | 88.74 | 2.86 | https://re.jrc.ec.europa.eu/api/v5_3/PVcalc?lat=30.0444&lon=31.2357&peakpower=1&loss=14&angle=40&aspect=-135&outputformat=json&raddatabase=PVGIS-SARAH3&pvtechchoice=crystSi&mountingplace=free&usehorizon=1
40 | 45 | 4 | 113.69 | 3.79 | https://re.jrc.ec.europa.eu/api/v5_3/PVcalc?lat=30.0444&lon=31.2357&peakpower=1&loss=14&angle=40&aspect=-135&outputformat=json&raddatabase=PVGIS-SARAH3&pvtechchoice=crystSi&mountingplace=free&usehorizon=1
40 | 45 | 5 | 139.78 | 4.51 | https://re.jrc.ec.europa.eu/api/v5_3/PVcalc?lat=30.0444&lon=31.2357&peakpower=1&loss=14&angle=40&aspect=-135&outputformat=json&raddatabase=PVGIS-SARAH3&pvtechchoice=crystSi&mountingplace=free&usehorizon=1
40 | 45 | 6 | 147.43 | 4.91 | https://re.jrc.ec.europa.eu/api/v5_3/PVcalc?lat=30.0444&lon=31.2357&peakpower=1&loss=14&angle=40&aspect=-135&outputformat=json&raddatabase=PVGIS-SARAH3&pvtechchoice=crystSi&mountingplace=free&usehorizon=1
40 | 45 | 7 | 144.7 | 4.67 | https://re.jrc.ec.europa.eu/api/v5_3/PVcalc?lat=30.0444&lon=31.2357&peakpower=1&loss=14&angle=40&aspect=-135&outputformat=json&raddatabase=PVGIS-SARAH3&pvtechchoice=crystSi&mountingplace=free&usehorizon=1
40 | 45 | 8 | 124.87 | 4.03 | https://re.jrc.ec.europa.eu/api/v5_3/PVcalc?lat=30.0444&lon=31.2357&peakpower=1&loss=14&angle=40&aspect=-135&outputformat=json&raddatabase=PVGIS-SARAH3&pvtechchoice=crystSi&mountingplace=free&usehorizon=1
40 | 45 | 9 | 93.51 | 3.12 | https://re.jrc.ec.europa.eu/api/v5_3/PVcalc?lat=30.0444&lon=31.2357&peakpower=1&loss=14&angle=40&aspect=-135&outputformat=json&raddatabase=PVGIS-SARAH3&pvtechchoice=crystSi&mountingplace=free&usehorizon=1
40 | 45 | 10 | 67.59 | 2.18 | https://re.jrc.ec.europa.eu/api/v5_3/PVcalc?lat=30.0444&lon=31.2357&peakpower=1&loss=14&angle=40&aspect=-135&outputformat=json&raddatabase=PVGIS-SARAH3&pvtechchoice=crystSi&mountingplace=free&usehorizon=1
40 | 45 | 11 | 43.11 | 1.44 | https://re.jrc.ec.europa.eu/api/v5_3/PVcalc?lat=30.0444&lon=31.2357&peakpower=1&loss=14&angle=40&aspect=-135&outputformat=json&raddatabase=PVGIS-SARAH3&pvtechchoice=crystSi&mountingplace=free&usehorizon=1
40 | 45 | 12 | 34.23 | 1.1 | https://re.jrc.ec.europa.eu/api/v5_3/PVcalc?lat=30.0444&lon=31.2357&peakpower=1&loss=14&angle=40&aspect=-135&outputformat=json&raddatabase=PVGIS-SARAH3&pvtechchoice=crystSi&mountingplace=free&usehorizon=1
40 | 60 | 1 | 53.12 | 1.71 | https://re.jrc.ec.europa.eu/api/v5_3/PVcalc?lat=30.0444&lon=31.2357&peakpower=1&loss=14&angle=40&aspect=-120&outputformat=json&raddatabase=PVGIS-SARAH3&pvtechchoice=crystSi&mountingplace=free&usehorizon=1
40 | 60 | 2 | 67.61 | 2.41 | https://re.jrc.ec.europa.eu/api/v5_3/PVcalc?lat=30.0444&lon=31.2357&peakpower=1&loss=14&angle=40&aspect=-120&outputformat=json&raddatabase=PVGIS-SARAH3&pvtechchoice=crystSi&mountingplace=free&usehorizon=1
40 | 60 | 3 | 100.64 | 3.25 | https://re.jrc.ec.europa.eu/api/v5_3/PVcalc?lat=30.0444&lon=31.2357&peakpower=1&loss=14&angle=40&aspect=-120&outputformat=json&raddatabase=PVGIS-SARAH3&pvtechchoice=crystSi&mountingplace=free&usehorizon=1
40 | 60 | 4 | 121.01 | 4.03 | https://re.jrc.ec.europa.eu/api/v5_3/PVcalc?lat=30.0444&lon=31.2357&peakpower=1&loss=14&angle=40&aspect=-120&outputformat=json&raddatabase=PVGIS-SARAH3&pvtechchoice=crystSi&mountingplace=free&usehorizon=1
40 | 60 | 5 | 143.8 | 4.64 | https://re.jrc.ec.europa.eu/api/v5_3/PVcalc?lat=30.0444&lon=31.2357&peakpower=1&loss=14&angle=40&aspect=-120&outputformat=json&raddatabase=PVGIS-SARAH3&pvtechchoice=crystSi&mountingplace=free&usehorizon=1
40 | 60 | 6 | 148.5 | 4.95 | https://re.jrc.ec.europa.eu/api/v5_3/PVcalc?lat=30.0444&lon=31.2357&peakpower=1&loss=14&angle=40&aspect=-120&outputformat=json&raddatabase=PVGIS-SARAH3&pvtechchoice=crystSi&mountingplace=free&usehorizon=1
40 | 60 | 7 | 146.99 | 4.74 | https://re.jrc.ec.europa.eu/api/v5_3/PVcalc?lat=30.0444&lon=31.2357&peakpower=1&loss=14&angle=40&aspect=-120&outputformat=json&raddatabase=PVGIS-SARAH3&pvtechchoice=crystSi&mountingplace=free&usehorizon=1
40 | 60 | 8 | 131.24 | 4.23 | https://re.jrc.ec.europa.eu/api/v5_3/PVcalc?lat=30.0444&lon=31.2357&peakpower=1&loss=14&angle=40&aspect=-120&outputformat=json&raddatabase=PVGIS-SARAH3&pvtechchoice=crystSi&mountingplace=free&usehorizon=1
40 | 60 | 9 | 103.97 | 3.47 | https://re.jrc.ec.europa.eu/api/v5_3/PVcalc?lat=30.0444&lon=31.2357&peakpower=1&loss=14&angle=40&aspect=-120&outputformat=json&raddatabase=PVGIS-SARAH3&pvtechchoice=crystSi&mountingplace=free&usehorizon=1
40 | 60 | 10 | 81.45 | 2.63 | https://re.jrc.ec.europa.eu/api/v5_3/PVcalc?lat=30.0444&lon=31.2357&peakpower=1&loss=14&angle=40&aspect=-120&outputformat=json&raddatabase=PVGIS-SARAH3&pvtechchoice=crystSi&mountingplace=free&usehorizon=1
40 | 60 | 11 | 57.1 | 1.9 | https://re.jrc.ec.europa.eu/api/v5_3/PVcalc?lat=30.0444&lon=31.2357&peakpower=1&loss=14&angle=40&aspect=-120&outputformat=json&raddatabase=PVGIS-SARAH3&pvtechchoice=crystSi&mountingplace=free&usehorizon=1
40 | 60 | 12 | 47.98 | 1.55 | https://re.jrc.ec.europa.eu/api/v5_3/PVcalc?lat=30.0444&lon=31.2357&peakpower=1&loss=14&angle=40&aspect=-120&outputformat=json&raddatabase=PVGIS-SARAH3&pvtechchoice=crystSi&mountingplace=free&usehorizon=1
40 | 75 | 1 | 67.72 | 2.18 | https://re.jrc.ec.europa.eu/api/v5_3/PVcalc?lat=30.0444&lon=31.2357&peakpower=1&loss=14&angle=40&aspect=-105&outputformat=json&raddatabase=PVGIS-SARAH3&pvtechchoice=crystSi&mountingplace=free&usehorizon=1
40 | 75 | 2 | 79.85 | 2.85 | https://re.jrc.ec.europa.eu/api/v5_3/PVcalc?lat=30.0444&lon=31.2357&peakpower=1&loss=14&angle=40&aspect=-105&outputformat=json&raddatabase=PVGIS-SARAH3&pvtechchoice=crystSi&mountingplace=free&usehorizon=1
40 | 75 | 3 | 112.19 | 3.62 | https://re.jrc.ec.europa.eu/api/v5_3/PVcalc?lat=30.0444&lon=31.2357&peakpower=1&loss=14&angle=40&aspect=-105&outputformat=json&raddatabase=PVGIS-SARAH3&pvtechchoice=crystSi&mountingplace=free&usehorizon=1
40 | 75 | 4 | 128.27 | 4.28 | https://re.jrc.ec.europa.eu/api/v5_3/PVcalc?lat=30.0444&lon=31.2357&peakpower=1&loss=14&angle=40&aspect=-105&outputformat=json&raddatabase=PVGIS-SARAH3&pvtechchoice=crystSi&mountingplace=free&usehorizon=1
40 | 75 | 5 | 147.2 | 4.75 | https://re.jrc.ec.europa.eu/api/v5_3/PVcalc?lat=30.0444&lon=31.2357&peakpower=1&loss=14&angle=40&aspect=-105&outputformat=json&raddatabase=PVGIS-SARAH3&pvtechchoice=crystSi&mountingplace=free&usehorizon=1
40 | 75 | 6 | 150.55 | 5.02 | https://re.jrc.ec.europa.eu/api/v5_3/PVcalc?lat=30.0444&lon=31.2357&peakpower=1&loss=14&angle=40&aspect=-105&outputformat=json&raddatabase=PVGIS-SARAH3&pvtechchoice=crystSi&mountingplace=free&usehorizon=1
40 | 75 | 7 | 149.9 | 4.84 | https://re.jrc.ec.europa.eu/api/v5_3/PVcalc?lat=30.0444&lon=31.2357&peakpower=1&loss=14&angle=40&aspect=-105&outputformat=json&raddatabase=PVGIS-SARAH3&pvtechchoice=crystSi&mountingplace=free&usehorizon=1
40 | 75 | 8 | 137.32 | 4.43 | https://re.jrc.ec.europa.eu/api/v5_3/PVcalc?lat=30.0444&lon=31.2357&peakpower=1&loss=14&angle=40&aspect=-105&outputformat=json&raddatabase=PVGIS-SARAH3&pvtechchoice=crystSi&mountingplace=free&usehorizon=1
40 | 75 | 9 | 114.22 | 3.81 | https://re.jrc.ec.europa.eu/api/v5_3/PVcalc?lat=30.0444&lon=31.2357&peakpower=1&loss=14&angle=40&aspect=-105&outputformat=json&raddatabase=PVGIS-SARAH3&pvtechchoice=crystSi&mountingplace=free&usehorizon=1
40 | 75 | 10 | 94.94 | 3.06 | https://re.jrc.ec.europa.eu/api/v5_3/PVcalc?lat=30.0444&lon=31.2357&peakpower=1&loss=14&angle=40&aspect=-105&outputformat=json&raddatabase=PVGIS-SARAH3&pvtechchoice=crystSi&mountingplace=free&usehorizon=1
40 | 75 | 11 | 72.32 | 2.41 | https://re.jrc.ec.europa.eu/api/v5_3/PVcalc?lat=30.0444&lon=31.2357&peakpower=1&loss=14&angle=40&aspect=-105&outputformat=json&raddatabase=PVGIS-SARAH3&pvtechchoice=crystSi&mountingplace=free&usehorizon=1
40 | 75 | 12 | 63.35 | 2.04 | https://re.jrc.ec.europa.eu/api/v5_3/PVcalc?lat=30.0444&lon=31.2357&peakpower=1&loss=14&angle=40&aspect=-105&outputformat=json&raddatabase=PVGIS-SARAH3&pvtechchoice=crystSi&mountingplace=free&usehorizon=1
40 | 90 | 1 | 81.98 | 2.64 | https://re.jrc.ec.europa.eu/api/v5_3/PVcalc?lat=30.0444&lon=31.2357&peakpower=1&loss=14&angle=40&aspect=-90&outputformat=json&raddatabase=PVGIS-SARAH3&pvtechchoice=crystSi&mountingplace=free&usehorizon=1
40 | 90 | 2 | 91.91 | 3.28 | https://re.jrc.ec.europa.eu/api/v5_3/PVcalc?lat=30.0444&lon=31.2357&peakpower=1&loss=14&angle=40&aspect=-90&outputformat=json&raddatabase=PVGIS-SARAH3&pvtechchoice=crystSi&mountingplace=free&usehorizon=1
40 | 90 | 3 | 122.82 | 3.96 | https://re.jrc.ec.europa.eu/api/v5_3/PVcalc?lat=30.0444&lon=31.2357&peakpower=1&loss=14&angle=40&aspect=-90&outputformat=json&raddatabase=PVGIS-SARAH3&pvtechchoice=crystSi&mountingplace=free&usehorizon=1
40 | 90 | 4 | 134.46 | 4.48 | https://re.jrc.ec.europa.eu/api/v5_3/PVcalc?lat=30.0444&lon=31.2357&peakpower=1&loss=14&angle=40&aspect=-90&outputformat=json&raddatabase=PVGIS-SARAH3&pvtechchoice=crystSi&mountingplace=free&usehorizon=1
40 | 90 | 5 | 149.97 | 4.84 | https://re.jrc.ec.europa.eu/api/v5_3/PVcalc?lat=30.0444&lon=31.2357&peakpower=1&loss=14&angle=40&aspect=-90&outputformat=json&raddatabase=PVGIS-SARAH3&pvtechchoice=crystSi&mountingplace=free&usehorizon=1
40 | 90 | 6 | 151.36 | 5.05 | https://re.jrc.ec.europa.eu/api/v5_3/PVcalc?lat=30.0444&lon=31.2357&peakpower=1&loss=14&angle=40&aspect=-90&outputformat=json&raddatabase=PVGIS-SARAH3&pvtechchoice=crystSi&mountingplace=free&usehorizon=1
40 | 90 | 7 | 151.79 | 4.9 | https://re.jrc.ec.europa.eu/api/v5_3/PVcalc?lat=30.0444&lon=31.2357&peakpower=1&loss=14&angle=40&aspect=-90&outputformat=json&raddatabase=PVGIS-SARAH3&pvtechchoice=crystSi&mountingplace=free&usehorizon=1
40 | 90 | 8 | 142.73 | 4.6 | https://re.jrc.ec.europa.eu/api/v5_3/PVcalc?lat=30.0444&lon=31.2357&peakpower=1&loss=14&angle=40&aspect=-90&outputformat=json&raddatabase=PVGIS-SARAH3&pvtechchoice=crystSi&mountingplace=free&usehorizon=1
40 | 90 | 9 | 123.64 | 4.12 | https://re.jrc.ec.europa.eu/api/v5_3/PVcalc?lat=30.0444&lon=31.2357&peakpower=1&loss=14&angle=40&aspect=-90&outputformat=json&raddatabase=PVGIS-SARAH3&pvtechchoice=crystSi&mountingplace=free&usehorizon=1
40 | 90 | 10 | 107.82 | 3.48 | https://re.jrc.ec.europa.eu/api/v5_3/PVcalc?lat=30.0444&lon=31.2357&peakpower=1&loss=14&angle=40&aspect=-90&outputformat=json&raddatabase=PVGIS-SARAH3&pvtechchoice=crystSi&mountingplace=free&usehorizon=1
40 | 90 | 11 | 86.47 | 2.88 | https://re.jrc.ec.europa.eu/api/v5_3/PVcalc?lat=30.0444&lon=31.2357&peakpower=1&loss=14&angle=40&aspect=-90&outputformat=json&raddatabase=PVGIS-SARAH3&pvtechchoice=crystSi&mountingplace=free&usehorizon=1
40 | 90 | 12 | 78.32 | 2.53 | https://re.jrc.ec.europa.eu/api/v5_3/PVcalc?lat=30.0444&lon=31.2357&peakpower=1&loss=14&angle=40&aspect=-90&outputformat=json&raddatabase=PVGIS-SARAH3&pvtechchoice=crystSi&mountingplace=free&usehorizon=1
40 | 105 | 1 | 96.21 | 3.1 | https://re.jrc.ec.europa.eu/api/v5_3/PVcalc?lat=30.0444&lon=31.2357&peakpower=1&loss=14&angle=40&aspect=-75&outputformat=json&raddatabase=PVGIS-SARAH3&pvtechchoice=crystSi&mountingplace=free&usehorizon=1
40 | 105 | 2 | 102.38 | 3.66 | https://re.jrc.ec.europa.eu/api/v5_3/PVcalc?lat=30.0444&lon=31.2357&peakpower=1&loss=14&angle=40&aspect=-75&outputformat=json&raddatabase=PVGIS-SARAH3&pvtechchoice=crystSi&mountingplace=free&usehorizon=1
40 | 105 | 3 | 131.93 | 4.26 | https://re.jrc.ec.europa.eu/api/v5_3/PVcalc?lat=30.0444&lon=31.2357&peakpower=1&loss=14&angle=40&aspect=-75&outputformat=json&raddatabase=PVGIS-SARAH3&pvtechchoice=crystSi&mountingplace=free&usehorizon=1
40 | 105 | 4 | 140.15 | 4.67 | https://re.jrc.ec.europa.eu/api/v5_3/PVcalc?lat=30.0444&lon=31.2357&peakpower=1&loss=14&angle=40&aspect=-75&outputformat=json&raddatabase=PVGIS-SARAH3&pvtechchoice=crystSi&mountingplace=free&usehorizon=1
40 | 105 | 5 | 151.88 | 4.9 | https://re.jrc.ec.europa.eu/api/v5_3/PVcalc?lat=30.0444&lon=31.2357&peakpower=1&loss=14&angle=40&aspect=-75&outputformat=json&raddatabase=PVGIS-SARAH3&pvtechchoice=crystSi&mountingplace=free&usehorizon=1
40 | 105 | 6 | 151.33 | 5.04 | https://re.jrc.ec.europa.eu/api/v5_3/PVcalc?lat=30.0444&lon=31.2357&peakpower=1&loss=14&angle=40&aspect=-75&outputformat=json&raddatabase=PVGIS-SARAH3&pvtechchoice=crystSi&mountingplace=free&usehorizon=1
40 | 105 | 7 | 152.89 | 4.93 | https://re.jrc.ec.europa.eu/api/v5_3/PVcalc?lat=30.0444&lon=31.2357&peakpower=1&loss=14&angle=40&aspect=-75&outputformat=json&raddatabase=PVGIS-SARAH3&pvtechchoice=crystSi&mountingplace=free&usehorizon=1
40 | 105 | 8 | 147.32 | 4.75 | https://re.jrc.ec.europa.eu/api/v5_3/PVcalc?lat=30.0444&lon=31.2357&peakpower=1&loss=14&angle=40&aspect=-75&outputformat=json&raddatabase=PVGIS-SARAH3&pvtechchoice=crystSi&mountingplace=free&usehorizon=1
40 | 105 | 9 | 131.71 | 4.39 | https://re.jrc.ec.europa.eu/api/v5_3/PVcalc?lat=30.0444&lon=31.2357&peakpower=1&loss=14&angle=40&aspect=-75&outputformat=json&raddatabase=PVGIS-SARAH3&pvtechchoice=crystSi&mountingplace=free&usehorizon=1
40 | 105 | 10 | 120.36 | 3.88 | https://re.jrc.ec.europa.eu/api/v5_3/PVcalc?lat=30.0444&lon=31.2357&peakpower=1&loss=14&angle=40&aspect=-75&outputformat=json&raddatabase=PVGIS-SARAH3&pvtechchoice=crystSi&mountingplace=free&usehorizon=1
40 | 105 | 11 | 100.98 | 3.37 | https://re.jrc.ec.europa.eu/api/v5_3/PVcalc?lat=30.0444&lon=31.2357&peakpower=1&loss=14&angle=40&aspect=-75&outputformat=json&raddatabase=PVGIS-SARAH3&pvtechchoice=crystSi&mountingplace=free&usehorizon=1
40 | 105 | 12 | 93.76 | 3.02 | https://re.jrc.ec.europa.eu/api/v5_3/PVcalc?lat=30.0444&lon=31.2357&peakpower=1&loss=14&angle=40&aspect=-75&outputformat=json&raddatabase=PVGIS-SARAH3&pvtechchoice=crystSi&mountingplace=free&usehorizon=1
40 | 120 | 1 | 109.24 | 3.52 | https://re.jrc.ec.europa.eu/api/v5_3/PVcalc?lat=30.0444&lon=31.2357&peakpower=1&loss=14&angle=40&aspect=-60&outputformat=json&raddatabase=PVGIS-SARAH3&pvtechchoice=crystSi&mountingplace=free&usehorizon=1
40 | 120 | 2 | 112.56 | 4.02 | https://re.jrc.ec.europa.eu/api/v5_3/PVcalc?lat=30.0444&lon=31.2357&peakpower=1&loss=14&angle=40&aspect=-60&outputformat=json&raddatabase=PVGIS-SARAH3&pvtechchoice=crystSi&mountingplace=free&usehorizon=1
40 | 120 | 3 | 140.88 | 4.54 | https://re.jrc.ec.europa.eu/api/v5_3/PVcalc?lat=30.0444&lon=31.2357&peakpower=1&loss=14&angle=40&aspect=-60&outputformat=json&raddatabase=PVGIS-SARAH3&pvtechchoice=crystSi&mountingplace=free&usehorizon=1
40 | 120 | 4 | 144.97 | 4.83 | https://re.jrc.ec.europa.eu/api/v5_3/PVcalc?lat=30.0444&lon=31.2357&peakpower=1&loss=14&angle=40&aspect=-60&outputformat=json&raddatabase=PVGIS-SARAH3&pvtechchoice=crystSi&mountingplace=free&usehorizon=1
40 | 120 | 5 | 152.87 | 4.93 | https://re.jrc.ec.europa.eu/api/v5_3/PVcalc?lat=30.0444&lon=31.2357&peakpower=1&loss=14&angle=40&aspect=-60&outputformat=json&raddatabase=PVGIS-SARAH3&pvtechchoice=crystSi&mountingplace=free&usehorizon=1
40 | 120 | 6 | 150.43 | 5.01 | https://re.jrc.ec.europa.eu/api/v5_3/PVcalc?lat=30.0444&lon=31.2357&peakpower=1&loss=14&angle=40&aspect=-60&outputformat=json&raddatabase=PVGIS-SARAH3&pvtechchoice=crystSi&mountingplace=free&usehorizon=1
40 | 120 | 7 | 153.14 | 4.94 | https://re.jrc.ec.europa.eu/api/v5_3/PVcalc?lat=30.0444&lon=31.2357&peakpower=1&loss=14&angle=40&aspect=-60&outputformat=json&raddatabase=PVGIS-SARAH3&pvtechchoice=crystSi&mountingplace=free&usehorizon=1
40 | 120 | 8 | 150.97 | 4.87 | https://re.jrc.ec.europa.eu/api/v5_3/PVcalc?lat=30.0444&lon=31.2357&peakpower=1&loss=14&angle=40&aspect=-60&outputformat=json&raddatabase=PVGIS-SARAH3&pvtechchoice=crystSi&mountingplace=free&usehorizon=1
40 | 120 | 9 | 139.3 | 4.64 | https://re.jrc.ec.europa.eu/api/v5_3/PVcalc?lat=30.0444&lon=31.2357&peakpower=1&loss=14&angle=40&aspect=-60&outputformat=json&raddatabase=PVGIS-SARAH3&pvtechchoice=crystSi&mountingplace=free&usehorizon=1
40 | 120 | 10 | 130.9 | 4.22 | https://re.jrc.ec.europa.eu/api/v5_3/PVcalc?lat=30.0444&lon=31.2357&peakpower=1&loss=14&angle=40&aspect=-60&outputformat=json&raddatabase=PVGIS-SARAH3&pvtechchoice=crystSi&mountingplace=free&usehorizon=1
40 | 120 | 11 | 113.78 | 3.79 | https://re.jrc.ec.europa.eu/api/v5_3/PVcalc?lat=30.0444&lon=31.2357&peakpower=1&loss=14&angle=40&aspect=-60&outputformat=json&raddatabase=PVGIS-SARAH3&pvtechchoice=crystSi&mountingplace=free&usehorizon=1
40 | 120 | 12 | 107.64 | 3.47 | https://re.jrc.ec.europa.eu/api/v5_3/PVcalc?lat=30.0444&lon=31.2357&peakpower=1&loss=14&angle=40&aspect=-60&outputformat=json&raddatabase=PVGIS-SARAH3&pvtechchoice=crystSi&mountingplace=free&usehorizon=1
40 | 135 | 1 | 120.79 | 3.9 | https://re.jrc.ec.europa.eu/api/v5_3/PVcalc?lat=30.0444&lon=31.2357&peakpower=1&loss=14&angle=40&aspect=-45&outputformat=json&raddatabase=PVGIS-SARAH3&pvtechchoice=crystSi&mountingplace=free&usehorizon=1
40 | 135 | 2 | 120.82 | 4.32 | https://re.jrc.ec.europa.eu/api/v5_3/PVcalc?lat=30.0444&lon=31.2357&peakpower=1&loss=14&angle=40&aspect=-45&outputformat=json&raddatabase=PVGIS-SARAH3&pvtechchoice=crystSi&mountingplace=free&usehorizon=1
40 | 135 | 3 | 147.72 | 4.77 | https://re.jrc.ec.europa.eu/api/v5_3/PVcalc?lat=30.0444&lon=31.2357&peakpower=1&loss=14&angle=40&aspect=-45&outputformat=json&raddatabase=PVGIS-SARAH3&pvtechchoice=crystSi&mountingplace=free&usehorizon=1
40 | 135 | 4 | 148.49 | 4.95 | https://re.jrc.ec.europa.eu/api/v5_3/PVcalc?lat=30.0444&lon=31.2357&peakpower=1&loss=14&angle=40&aspect=-45&outputformat=json&raddatabase=PVGIS-SARAH3&pvtechchoice=crystSi&mountingplace=free&usehorizon=1
40 | 135 | 5 | 152.88 | 4.93 | https://re.jrc.ec.europa.eu/api/v5_3/PVcalc?lat=30.0444&lon=31.2357&peakpower=1&loss=14&angle=40&aspect=-45&outputformat=json&raddatabase=PVGIS-SARAH3&pvtechchoice=crystSi&mountingplace=free&usehorizon=1
40 | 135 | 6 | 148.66 | 4.96 | https://re.jrc.ec.europa.eu/api/v5_3/PVcalc?lat=30.0444&lon=31.2357&peakpower=1&loss=14&angle=40&aspect=-45&outputformat=json&raddatabase=PVGIS-SARAH3&pvtechchoice=crystSi&mountingplace=free&usehorizon=1
40 | 135 | 7 | 151.66 | 4.89 | https://re.jrc.ec.europa.eu/api/v5_3/PVcalc?lat=30.0444&lon=31.2357&peakpower=1&loss=14&angle=40&aspect=-45&outputformat=json&raddatabase=PVGIS-SARAH3&pvtechchoice=crystSi&mountingplace=free&usehorizon=1
40 | 135 | 8 | 152.9 | 4.93 | https://re.jrc.ec.europa.eu/api/v5_3/PVcalc?lat=30.0444&lon=31.2357&peakpower=1&loss=14&angle=40&aspect=-45&outputformat=json&raddatabase=PVGIS-SARAH3&pvtechchoice=crystSi&mountingplace=free&usehorizon=1
40 | 135 | 9 | 146.07 | 4.87 | https://re.jrc.ec.europa.eu/api/v5_3/PVcalc?lat=30.0444&lon=31.2357&peakpower=1&loss=14&angle=40&aspect=-45&outputformat=json&raddatabase=PVGIS-SARAH3&pvtechchoice=crystSi&mountingplace=free&usehorizon=1
40 | 135 | 10 | 141.15 | 4.55 | https://re.jrc.ec.europa.eu/api/v5_3/PVcalc?lat=30.0444&lon=31.2357&peakpower=1&loss=14&angle=40&aspect=-45&outputformat=json&raddatabase=PVGIS-SARAH3&pvtechchoice=crystSi&mountingplace=free&usehorizon=1
40 | 135 | 11 | 125.85 | 4.19 | https://re.jrc.ec.europa.eu/api/v5_3/PVcalc?lat=30.0444&lon=31.2357&peakpower=1&loss=14&angle=40&aspect=-45&outputformat=json&raddatabase=PVGIS-SARAH3&pvtechchoice=crystSi&mountingplace=free&usehorizon=1
40 | 135 | 12 | 120.36 | 3.88 | https://re.jrc.ec.europa.eu/api/v5_3/PVcalc?lat=30.0444&lon=31.2357&peakpower=1&loss=14&angle=40&aspect=-45&outputformat=json&raddatabase=PVGIS-SARAH3&pvtechchoice=crystSi&mountingplace=free&usehorizon=1
40 | 150 | 1 | 130.59 | 4.21 | https://re.jrc.ec.europa.eu/api/v5_3/PVcalc?lat=30.0444&lon=31.2357&peakpower=1&loss=14&angle=40&aspect=-30&outputformat=json&raddatabase=PVGIS-SARAH3&pvtechchoice=crystSi&mountingplace=free&usehorizon=1
40 | 150 | 2 | 127.85 | 4.57 | https://re.jrc.ec.europa.eu/api/v5_3/PVcalc?lat=30.0444&lon=31.2357&peakpower=1&loss=14&angle=40&aspect=-30&outputformat=json&raddatabase=PVGIS-SARAH3&pvtechchoice=crystSi&mountingplace=free&usehorizon=1
40 | 150 | 3 | 154.12 | 4.97 | https://re.jrc.ec.europa.eu/api/v5_3/PVcalc?lat=30.0444&lon=31.2357&peakpower=1&loss=14&angle=40&aspect=-30&outputformat=json&raddatabase=PVGIS-SARAH3&pvtechchoice=crystSi&mountingplace=free&usehorizon=1
40 | 150 | 4 | 151 | 5.03 | https://re.jrc.ec.europa.eu/api/v5_3/PVcalc?lat=30.0444&lon=31.2357&peakpower=1&loss=14&angle=40&aspect=-30&outputformat=json&raddatabase=PVGIS-SARAH3&pvtechchoice=crystSi&mountingplace=free&usehorizon=1
40 | 150 | 5 | 151.66 | 4.89 | https://re.jrc.ec.europa.eu/api/v5_3/PVcalc?lat=30.0444&lon=31.2357&peakpower=1&loss=14&angle=40&aspect=-30&outputformat=json&raddatabase=PVGIS-SARAH3&pvtechchoice=crystSi&mountingplace=free&usehorizon=1
40 | 150 | 6 | 146 | 4.87 | https://re.jrc.ec.europa.eu/api/v5_3/PVcalc?lat=30.0444&lon=31.2357&peakpower=1&loss=14&angle=40&aspect=-30&outputformat=json&raddatabase=PVGIS-SARAH3&pvtechchoice=crystSi&mountingplace=free&usehorizon=1
40 | 150 | 7 | 151.05 | 4.87 | https://re.jrc.ec.europa.eu/api/v5_3/PVcalc?lat=30.0444&lon=31.2357&peakpower=1&loss=14&angle=40&aspect=-30&outputformat=json&raddatabase=PVGIS-SARAH3&pvtechchoice=crystSi&mountingplace=free&usehorizon=1
40 | 150 | 8 | 154.82 | 4.99 | https://re.jrc.ec.europa.eu/api/v5_3/PVcalc?lat=30.0444&lon=31.2357&peakpower=1&loss=14&angle=40&aspect=-30&outputformat=json&raddatabase=PVGIS-SARAH3&pvtechchoice=crystSi&mountingplace=free&usehorizon=1
40 | 150 | 9 | 151.22 | 5.04 | https://re.jrc.ec.europa.eu/api/v5_3/PVcalc?lat=30.0444&lon=31.2357&peakpower=1&loss=14&angle=40&aspect=-30&outputformat=json&raddatabase=PVGIS-SARAH3&pvtechchoice=crystSi&mountingplace=free&usehorizon=1
40 | 150 | 10 | 149.15 | 4.81 | https://re.jrc.ec.europa.eu/api/v5_3/PVcalc?lat=30.0444&lon=31.2357&peakpower=1&loss=14&angle=40&aspect=-30&outputformat=json&raddatabase=PVGIS-SARAH3&pvtechchoice=crystSi&mountingplace=free&usehorizon=1
40 | 150 | 11 | 135.41 | 4.51 | https://re.jrc.ec.europa.eu/api/v5_3/PVcalc?lat=30.0444&lon=31.2357&peakpower=1&loss=14&angle=40&aspect=-30&outputformat=json&raddatabase=PVGIS-SARAH3&pvtechchoice=crystSi&mountingplace=free&usehorizon=1
40 | 150 | 12 | 130.48 | 4.21 | https://re.jrc.ec.europa.eu/api/v5_3/PVcalc?lat=30.0444&lon=31.2357&peakpower=1&loss=14&angle=40&aspect=-30&outputformat=json&raddatabase=PVGIS-SARAH3&pvtechchoice=crystSi&mountingplace=free&usehorizon=1
40 | 165 | 1 | 136.88 | 4.42 | https://re.jrc.ec.europa.eu/api/v5_3/PVcalc?lat=30.0444&lon=31.2357&peakpower=1&loss=14&angle=40&aspect=-15&outputformat=json&raddatabase=PVGIS-SARAH3&pvtechchoice=crystSi&mountingplace=free&usehorizon=1
40 | 165 | 2 | 132.23 | 4.72 | https://re.jrc.ec.europa.eu/api/v5_3/PVcalc?lat=30.0444&lon=31.2357&peakpower=1&loss=14&angle=40&aspect=-15&outputformat=json&raddatabase=PVGIS-SARAH3&pvtechchoice=crystSi&mountingplace=free&usehorizon=1
40 | 165 | 3 | 158.4 | 5.11 | https://re.jrc.ec.europa.eu/api/v5_3/PVcalc?lat=30.0444&lon=31.2357&peakpower=1&loss=14&angle=40&aspect=-15&outputformat=json&raddatabase=PVGIS-SARAH3&pvtechchoice=crystSi&mountingplace=free&usehorizon=1
40 | 165 | 4 | 153.03 | 5.1 | https://re.jrc.ec.europa.eu/api/v5_3/PVcalc?lat=30.0444&lon=31.2357&peakpower=1&loss=14&angle=40&aspect=-15&outputformat=json&raddatabase=PVGIS-SARAH3&pvtechchoice=crystSi&mountingplace=free&usehorizon=1
40 | 165 | 5 | 151.19 | 4.88 | https://re.jrc.ec.europa.eu/api/v5_3/PVcalc?lat=30.0444&lon=31.2357&peakpower=1&loss=14&angle=40&aspect=-15&outputformat=json&raddatabase=PVGIS-SARAH3&pvtechchoice=crystSi&mountingplace=free&usehorizon=1
40 | 165 | 6 | 144.46 | 4.82 | https://re.jrc.ec.europa.eu/api/v5_3/PVcalc?lat=30.0444&lon=31.2357&peakpower=1&loss=14&angle=40&aspect=-15&outputformat=json&raddatabase=PVGIS-SARAH3&pvtechchoice=crystSi&mountingplace=free&usehorizon=1
40 | 165 | 7 | 150.32 | 4.85 | https://re.jrc.ec.europa.eu/api/v5_3/PVcalc?lat=30.0444&lon=31.2357&peakpower=1&loss=14&angle=40&aspect=-15&outputformat=json&raddatabase=PVGIS-SARAH3&pvtechchoice=crystSi&mountingplace=free&usehorizon=1
40 | 165 | 8 | 155.94 | 5.03 | https://re.jrc.ec.europa.eu/api/v5_3/PVcalc?lat=30.0444&lon=31.2357&peakpower=1&loss=14&angle=40&aspect=-15&outputformat=json&raddatabase=PVGIS-SARAH3&pvtechchoice=crystSi&mountingplace=free&usehorizon=1
40 | 165 | 9 | 155.63 | 5.19 | https://re.jrc.ec.europa.eu/api/v5_3/PVcalc?lat=30.0444&lon=31.2357&peakpower=1&loss=14&angle=40&aspect=-15&outputformat=json&raddatabase=PVGIS-SARAH3&pvtechchoice=crystSi&mountingplace=free&usehorizon=1
40 | 165 | 10 | 155.38 | 5.01 | https://re.jrc.ec.europa.eu/api/v5_3/PVcalc?lat=30.0444&lon=31.2357&peakpower=1&loss=14&angle=40&aspect=-15&outputformat=json&raddatabase=PVGIS-SARAH3&pvtechchoice=crystSi&mountingplace=free&usehorizon=1
40 | 165 | 11 | 142.01 | 4.73 | https://re.jrc.ec.europa.eu/api/v5_3/PVcalc?lat=30.0444&lon=31.2357&peakpower=1&loss=14&angle=40&aspect=-15&outputformat=json&raddatabase=PVGIS-SARAH3&pvtechchoice=crystSi&mountingplace=free&usehorizon=1
40 | 165 | 12 | 137.1 | 4.42 | https://re.jrc.ec.europa.eu/api/v5_3/PVcalc?lat=30.0444&lon=31.2357&peakpower=1&loss=14&angle=40&aspect=-15&outputformat=json&raddatabase=PVGIS-SARAH3&pvtechchoice=crystSi&mountingplace=free&usehorizon=1
40 | 180 | 1 | 138.77 | 4.48 | https://re.jrc.ec.europa.eu/api/v5_3/PVcalc?lat=30.0444&lon=31.2357&peakpower=1&loss=14&angle=40&aspect=0&outputformat=json&raddatabase=PVGIS-SARAH3&pvtechchoice=crystSi&mountingplace=free&usehorizon=1
40 | 180 | 2 | 133.53 | 4.77 | https://re.jrc.ec.europa.eu/api/v5_3/PVcalc?lat=30.0444&lon=31.2357&peakpower=1&loss=14&angle=40&aspect=0&outputformat=json&raddatabase=PVGIS-SARAH3&pvtechchoice=crystSi&mountingplace=free&usehorizon=1
40 | 180 | 3 | 160.81 | 5.19 | https://re.jrc.ec.europa.eu/api/v5_3/PVcalc?lat=30.0444&lon=31.2357&peakpower=1&loss=14&angle=40&aspect=0&outputformat=json&raddatabase=PVGIS-SARAH3&pvtechchoice=crystSi&mountingplace=free&usehorizon=1
40 | 180 | 4 | 154.52 | 5.15 | https://re.jrc.ec.europa.eu/api/v5_3/PVcalc?lat=30.0444&lon=31.2357&peakpower=1&loss=14&angle=40&aspect=0&outputformat=json&raddatabase=PVGIS-SARAH3&pvtechchoice=crystSi&mountingplace=free&usehorizon=1
40 | 180 | 5 | 150.83 | 4.87 | https://re.jrc.ec.europa.eu/api/v5_3/PVcalc?lat=30.0444&lon=31.2357&peakpower=1&loss=14&angle=40&aspect=0&outputformat=json&raddatabase=PVGIS-SARAH3&pvtechchoice=crystSi&mountingplace=free&usehorizon=1
40 | 180 | 6 | 143.85 | 4.79 | https://re.jrc.ec.europa.eu/api/v5_3/PVcalc?lat=30.0444&lon=31.2357&peakpower=1&loss=14&angle=40&aspect=0&outputformat=json&raddatabase=PVGIS-SARAH3&pvtechchoice=crystSi&mountingplace=free&usehorizon=1
40 | 180 | 7 | 150.72 | 4.86 | https://re.jrc.ec.europa.eu/api/v5_3/PVcalc?lat=30.0444&lon=31.2357&peakpower=1&loss=14&angle=40&aspect=0&outputformat=json&raddatabase=PVGIS-SARAH3&pvtechchoice=crystSi&mountingplace=free&usehorizon=1
40 | 180 | 8 | 157.71 | 5.09 | https://re.jrc.ec.europa.eu/api/v5_3/PVcalc?lat=30.0444&lon=31.2357&peakpower=1&loss=14&angle=40&aspect=0&outputformat=json&raddatabase=PVGIS-SARAH3&pvtechchoice=crystSi&mountingplace=free&usehorizon=1
40 | 180 | 9 | 158.51 | 5.28 | https://re.jrc.ec.europa.eu/api/v5_3/PVcalc?lat=30.0444&lon=31.2357&peakpower=1&loss=14&angle=40&aspect=0&outputformat=json&raddatabase=PVGIS-SARAH3&pvtechchoice=crystSi&mountingplace=free&usehorizon=1
40 | 180 | 10 | 157.92 | 5.09 | https://re.jrc.ec.europa.eu/api/v5_3/PVcalc?lat=30.0444&lon=31.2357&peakpower=1&loss=14&angle=40&aspect=0&outputformat=json&raddatabase=PVGIS-SARAH3&pvtechchoice=crystSi&mountingplace=free&usehorizon=1
40 | 180 | 11 | 144.2 | 4.81 | https://re.jrc.ec.europa.eu/api/v5_3/PVcalc?lat=30.0444&lon=31.2357&peakpower=1&loss=14&angle=40&aspect=0&outputformat=json&raddatabase=PVGIS-SARAH3&pvtechchoice=crystSi&mountingplace=free&usehorizon=1
40 | 180 | 12 | 139.09 | 4.49 | https://re.jrc.ec.europa.eu/api/v5_3/PVcalc?lat=30.0444&lon=31.2357&peakpower=1&loss=14&angle=40&aspect=0&outputformat=json&raddatabase=PVGIS-SARAH3&pvtechchoice=crystSi&mountingplace=free&usehorizon=1
40 | 195 | 1 | 136.07 | 4.39 | https://re.jrc.ec.europa.eu/api/v5_3/PVcalc?lat=30.0444&lon=31.2357&peakpower=1&loss=14&angle=40&aspect=15&outputformat=json&raddatabase=PVGIS-SARAH3&pvtechchoice=crystSi&mountingplace=free&usehorizon=1
40 | 195 | 2 | 131.17 | 4.68 | https://re.jrc.ec.europa.eu/api/v5_3/PVcalc?lat=30.0444&lon=31.2357&peakpower=1&loss=14&angle=40&aspect=15&outputformat=json&raddatabase=PVGIS-SARAH3&pvtechchoice=crystSi&mountingplace=free&usehorizon=1
40 | 195 | 3 | 159.98 | 5.16 | https://re.jrc.ec.europa.eu/api/v5_3/PVcalc?lat=30.0444&lon=31.2357&peakpower=1&loss=14&angle=40&aspect=15&outputformat=json&raddatabase=PVGIS-SARAH3&pvtechchoice=crystSi&mountingplace=free&usehorizon=1
40 | 195 | 4 | 155.03 | 5.17 | https://re.jrc.ec.europa.eu/api/v5_3/PVcalc?lat=30.0444&lon=31.2357&peakpower=1&loss=14&angle=40&aspect=15&outputformat=json&raddatabase=PVGIS-SARAH3&pvtechchoice=crystSi&mountingplace=free&usehorizon=1
40 | 195 | 5 | 152 | 4.9 | https://re.jrc.ec.europa.eu/api/v5_3/PVcalc?lat=30.0444&lon=31.2357&peakpower=1&loss=14&angle=40&aspect=15&outputformat=json&raddatabase=PVGIS-SARAH3&pvtechchoice=crystSi&mountingplace=free&usehorizon=1
40 | 195 | 6 | 145.51 | 4.85 | https://re.jrc.ec.europa.eu/api/v5_3/PVcalc?lat=30.0444&lon=31.2357&peakpower=1&loss=14&angle=40&aspect=15&outputformat=json&raddatabase=PVGIS-SARAH3&pvtechchoice=crystSi&mountingplace=free&usehorizon=1
40 | 195 | 7 | 152.63 | 4.92 | https://re.jrc.ec.europa.eu/api/v5_3/PVcalc?lat=30.0444&lon=31.2357&peakpower=1&loss=14&angle=40&aspect=15&outputformat=json&raddatabase=PVGIS-SARAH3&pvtechchoice=crystSi&mountingplace=free&usehorizon=1
40 | 195 | 8 | 159.13 | 5.13 | https://re.jrc.ec.europa.eu/api/v5_3/PVcalc?lat=30.0444&lon=31.2357&peakpower=1&loss=14&angle=40&aspect=15&outputformat=json&raddatabase=PVGIS-SARAH3&pvtechchoice=crystSi&mountingplace=free&usehorizon=1
40 | 195 | 9 | 158.94 | 5.3 | https://re.jrc.ec.europa.eu/api/v5_3/PVcalc?lat=30.0444&lon=31.2357&peakpower=1&loss=14&angle=40&aspect=15&outputformat=json&raddatabase=PVGIS-SARAH3&pvtechchoice=crystSi&mountingplace=free&usehorizon=1
40 | 195 | 10 | 156.27 | 5.04 | https://re.jrc.ec.europa.eu/api/v5_3/PVcalc?lat=30.0444&lon=31.2357&peakpower=1&loss=14&angle=40&aspect=15&outputformat=json&raddatabase=PVGIS-SARAH3&pvtechchoice=crystSi&mountingplace=free&usehorizon=1
40 | 195 | 11 | 141.66 | 4.72 | https://re.jrc.ec.europa.eu/api/v5_3/PVcalc?lat=30.0444&lon=31.2357&peakpower=1&loss=14&angle=40&aspect=15&outputformat=json&raddatabase=PVGIS-SARAH3&pvtechchoice=crystSi&mountingplace=free&usehorizon=1
40 | 195 | 12 | 136.23 | 4.39 | https://re.jrc.ec.europa.eu/api/v5_3/PVcalc?lat=30.0444&lon=31.2357&peakpower=1&loss=14&angle=40&aspect=15&outputformat=json&raddatabase=PVGIS-SARAH3&pvtechchoice=crystSi&mountingplace=free&usehorizon=1
40 | 210 | 1 | 129 | 4.16 | https://re.jrc.ec.europa.eu/api/v5_3/PVcalc?lat=30.0444&lon=31.2357&peakpower=1&loss=14&angle=40&aspect=30&outputformat=json&raddatabase=PVGIS-SARAH3&pvtechchoice=crystSi&mountingplace=free&usehorizon=1
40 | 210 | 2 | 125.68 | 4.49 | https://re.jrc.ec.europa.eu/api/v5_3/PVcalc?lat=30.0444&lon=31.2357&peakpower=1&loss=14&angle=40&aspect=30&outputformat=json&raddatabase=PVGIS-SARAH3&pvtechchoice=crystSi&mountingplace=free&usehorizon=1
40 | 210 | 3 | 156.6 | 5.05 | https://re.jrc.ec.europa.eu/api/v5_3/PVcalc?lat=30.0444&lon=31.2357&peakpower=1&loss=14&angle=40&aspect=30&outputformat=json&raddatabase=PVGIS-SARAH3&pvtechchoice=crystSi&mountingplace=free&usehorizon=1
40 | 210 | 4 | 154.48 | 5.15 | https://re.jrc.ec.europa.eu/api/v5_3/PVcalc?lat=30.0444&lon=31.2357&peakpower=1&loss=14&angle=40&aspect=30&outputformat=json&raddatabase=PVGIS-SARAH3&pvtechchoice=crystSi&mountingplace=free&usehorizon=1
40 | 210 | 5 | 154.08 | 4.97 | https://re.jrc.ec.europa.eu/api/v5_3/PVcalc?lat=30.0444&lon=31.2357&peakpower=1&loss=14&angle=40&aspect=30&outputformat=json&raddatabase=PVGIS-SARAH3&pvtechchoice=crystSi&mountingplace=free&usehorizon=1
40 | 210 | 6 | 149.81 | 4.99 | https://re.jrc.ec.europa.eu/api/v5_3/PVcalc?lat=30.0444&lon=31.2357&peakpower=1&loss=14&angle=40&aspect=30&outputformat=json&raddatabase=PVGIS-SARAH3&pvtechchoice=crystSi&mountingplace=free&usehorizon=1
40 | 210 | 7 | 156.75 | 5.06 | https://re.jrc.ec.europa.eu/api/v5_3/PVcalc?lat=30.0444&lon=31.2357&peakpower=1&loss=14&angle=40&aspect=30&outputformat=json&raddatabase=PVGIS-SARAH3&pvtechchoice=crystSi&mountingplace=free&usehorizon=1
40 | 210 | 8 | 160.66 | 5.18 | https://re.jrc.ec.europa.eu/api/v5_3/PVcalc?lat=30.0444&lon=31.2357&peakpower=1&loss=14&angle=40&aspect=30&outputformat=json&raddatabase=PVGIS-SARAH3&pvtechchoice=crystSi&mountingplace=free&usehorizon=1
40 | 210 | 9 | 156.82 | 5.23 | https://re.jrc.ec.europa.eu/api/v5_3/PVcalc?lat=30.0444&lon=31.2357&peakpower=1&loss=14&angle=40&aspect=30&outputformat=json&raddatabase=PVGIS-SARAH3&pvtechchoice=crystSi&mountingplace=free&usehorizon=1
40 | 210 | 10 | 150.7 | 4.86 | https://re.jrc.ec.europa.eu/api/v5_3/PVcalc?lat=30.0444&lon=31.2357&peakpower=1&loss=14&angle=40&aspect=30&outputformat=json&raddatabase=PVGIS-SARAH3&pvtechchoice=crystSi&mountingplace=free&usehorizon=1
40 | 210 | 11 | 134.7 | 4.49 | https://re.jrc.ec.europa.eu/api/v5_3/PVcalc?lat=30.0444&lon=31.2357&peakpower=1&loss=14&angle=40&aspect=30&outputformat=json&raddatabase=PVGIS-SARAH3&pvtechchoice=crystSi&mountingplace=free&usehorizon=1
40 | 210 | 12 | 128.82 | 4.16 | https://re.jrc.ec.europa.eu/api/v5_3/PVcalc?lat=30.0444&lon=31.2357&peakpower=1&loss=14&angle=40&aspect=30&outputformat=json&raddatabase=PVGIS-SARAH3&pvtechchoice=crystSi&mountingplace=free&usehorizon=1
40 | 225 | 1 | 118.29 | 3.82 | https://re.jrc.ec.europa.eu/api/v5_3/PVcalc?lat=30.0444&lon=31.2357&peakpower=1&loss=14&angle=40&aspect=45&outputformat=json&raddatabase=PVGIS-SARAH3&pvtechchoice=crystSi&mountingplace=free&usehorizon=1
40 | 225 | 2 | 117.63 | 4.2 | https://re.jrc.ec.europa.eu/api/v5_3/PVcalc?lat=30.0444&lon=31.2357&peakpower=1&loss=14&angle=40&aspect=45&outputformat=json&raddatabase=PVGIS-SARAH3&pvtechchoice=crystSi&mountingplace=free&usehorizon=1
40 | 225 | 3 | 150.83 | 4.87 | https://re.jrc.ec.europa.eu/api/v5_3/PVcalc?lat=30.0444&lon=31.2357&peakpower=1&loss=14&angle=40&aspect=45&outputformat=json&raddatabase=PVGIS-SARAH3&pvtechchoice=crystSi&mountingplace=free&usehorizon=1
40 | 225 | 4 | 152.45 | 5.08 | https://re.jrc.ec.europa.eu/api/v5_3/PVcalc?lat=30.0444&lon=31.2357&peakpower=1&loss=14&angle=40&aspect=45&outputformat=json&raddatabase=PVGIS-SARAH3&pvtechchoice=crystSi&mountingplace=free&usehorizon=1
40 | 225 | 5 | 155.51 | 5.02 | https://re.jrc.ec.europa.eu/api/v5_3/PVcalc?lat=30.0444&lon=31.2357&peakpower=1&loss=14&angle=40&aspect=45&outputformat=json&raddatabase=PVGIS-SARAH3&pvtechchoice=crystSi&mountingplace=free&usehorizon=1
40 | 225 | 6 | 153.8 | 5.13 | https://re.jrc.ec.europa.eu/api/v5_3/PVcalc?lat=30.0444&lon=31.2357&peakpower=1&loss=14&angle=40&aspect=45&outputformat=json&raddatabase=PVGIS-SARAH3&pvtechchoice=crystSi&mountingplace=free&usehorizon=1
40 | 225 | 7 | 160.19 | 5.17 | https://re.jrc.ec.europa.eu/api/v5_3/PVcalc?lat=30.0444&lon=31.2357&peakpower=1&loss=14&angle=40&aspect=45&outputformat=json&raddatabase=PVGIS-SARAH3&pvtechchoice=crystSi&mountingplace=free&usehorizon=1
40 | 225 | 8 | 160.74 | 5.19 | https://re.jrc.ec.europa.eu/api/v5_3/PVcalc?lat=30.0444&lon=31.2357&peakpower=1&loss=14&angle=40&aspect=45&outputformat=json&raddatabase=PVGIS-SARAH3&pvtechchoice=crystSi&mountingplace=free&usehorizon=1
40 | 225 | 9 | 153.09 | 5.1 | https://re.jrc.ec.europa.eu/api/v5_3/PVcalc?lat=30.0444&lon=31.2357&peakpower=1&loss=14&angle=40&aspect=45&outputformat=json&raddatabase=PVGIS-SARAH3&pvtechchoice=crystSi&mountingplace=free&usehorizon=1
40 | 225 | 10 | 142.93 | 4.61 | https://re.jrc.ec.europa.eu/api/v5_3/PVcalc?lat=30.0444&lon=31.2357&peakpower=1&loss=14&angle=40&aspect=45&outputformat=json&raddatabase=PVGIS-SARAH3&pvtechchoice=crystSi&mountingplace=free&usehorizon=1
40 | 225 | 11 | 124.71 | 4.16 | https://re.jrc.ec.europa.eu/api/v5_3/PVcalc?lat=30.0444&lon=31.2357&peakpower=1&loss=14&angle=40&aspect=45&outputformat=json&raddatabase=PVGIS-SARAH3&pvtechchoice=crystSi&mountingplace=free&usehorizon=1
40 | 225 | 12 | 117.76 | 3.8 | https://re.jrc.ec.europa.eu/api/v5_3/PVcalc?lat=30.0444&lon=31.2357&peakpower=1&loss=14&angle=40&aspect=45&outputformat=json&raddatabase=PVGIS-SARAH3&pvtechchoice=crystSi&mountingplace=free&usehorizon=1
40 | 240 | 1 | 105.98 | 3.42 | https://re.jrc.ec.europa.eu/api/v5_3/PVcalc?lat=30.0444&lon=31.2357&peakpower=1&loss=14&angle=40&aspect=60&outputformat=json&raddatabase=PVGIS-SARAH3&pvtechchoice=crystSi&mountingplace=free&usehorizon=1
40 | 240 | 2 | 108.57 | 3.88 | https://re.jrc.ec.europa.eu/api/v5_3/PVcalc?lat=30.0444&lon=31.2357&peakpower=1&loss=14&angle=40&aspect=60&outputformat=json&raddatabase=PVGIS-SARAH3&pvtechchoice=crystSi&mountingplace=free&usehorizon=1
40 | 240 | 3 | 144.19 | 4.65 | https://re.jrc.ec.europa.eu/api/v5_3/PVcalc?lat=30.0444&lon=31.2357&peakpower=1&loss=14&angle=40&aspect=60&outputformat=json&raddatabase=PVGIS-SARAH3&pvtechchoice=crystSi&mountingplace=free&usehorizon=1
40 | 240 | 4 | 149.42 | 4.98 | https://re.jrc.ec.europa.eu/api/v5_3/PVcalc?lat=30.0444&lon=31.2357&peakpower=1&loss=14&angle=40&aspect=60&outputformat=json&raddatabase=PVGIS-SARAH3&pvtechchoice=crystSi&mountingplace=free&usehorizon=1
40 | 240 | 5 | 156.07 | 5.03 | https://re.jrc.ec.europa.eu/api/v5_3/PVcalc?lat=30.0444&lon=31.2357&peakpower=1&loss=14&angle=40&aspect=60&outputformat=json&raddatabase=PVGIS-SARAH3&pvtechchoice=crystSi&mountingplace=free&usehorizon=1
40 | 240 | 6 | 157.12 | 5.24 | https://re.jrc.ec.europa.eu/api/v5_3/PVcalc?lat=30.0444&lon=31.2357&peakpower=1&loss=14&angle=40&aspect=60&outputformat=json&raddatabase=PVGIS-SARAH3&pvtechchoice=crystSi&mountingplace=free&usehorizon=1
40 | 240 | 7 | 162.96 | 5.26 | https://re.jrc.ec.europa.eu/api/v5_3/PVcalc?lat=30.0444&lon=31.2357&peakpower=1&loss=14&angle=40&aspect=60&outputformat=json&raddatabase=PVGIS-SARAH3&pvtechchoice=crystSi&mountingplace=free&usehorizon=1
40 | 240 | 8 | 160.1 | 5.16 | https://re.jrc.ec.europa.eu/api/v5_3/PVcalc?lat=30.0444&lon=31.2357&peakpower=1&loss=14&angle=40&aspect=60&outputformat=json&raddatabase=PVGIS-SARAH3&pvtechchoice=crystSi&mountingplace=free&usehorizon=1
40 | 240 | 9 | 147.25 | 4.91 | https://re.jrc.ec.europa.eu/api/v5_3/PVcalc?lat=30.0444&lon=31.2357&peakpower=1&loss=14&angle=40&aspect=60&outputformat=json&raddatabase=PVGIS-SARAH3&pvtechchoice=crystSi&mountingplace=free&usehorizon=1
40 | 240 | 10 | 132.73 | 4.28 | https://re.jrc.ec.europa.eu/api/v5_3/PVcalc?lat=30.0444&lon=31.2357&peakpower=1&loss=14&angle=40&aspect=60&outputformat=json&raddatabase=PVGIS-SARAH3&pvtechchoice=crystSi&mountingplace=free&usehorizon=1
40 | 240 | 11 | 112.3 | 3.74 | https://re.jrc.ec.europa.eu/api/v5_3/PVcalc?lat=30.0444&lon=31.2357&peakpower=1&loss=14&angle=40&aspect=60&outputformat=json&raddatabase=PVGIS-SARAH3&pvtechchoice=crystSi&mountingplace=free&usehorizon=1
40 | 240 | 12 | 104.59 | 3.37 | https://re.jrc.ec.europa.eu/api/v5_3/PVcalc?lat=30.0444&lon=31.2357&peakpower=1&loss=14&angle=40&aspect=60&outputformat=json&raddatabase=PVGIS-SARAH3&pvtechchoice=crystSi&mountingplace=free&usehorizon=1
40 | 255 | 1 | 91.99 | 2.97 | https://re.jrc.ec.europa.eu/api/v5_3/PVcalc?lat=30.0444&lon=31.2357&peakpower=1&loss=14&angle=40&aspect=75&outputformat=json&raddatabase=PVGIS-SARAH3&pvtechchoice=crystSi&mountingplace=free&usehorizon=1
40 | 255 | 2 | 97.87 | 3.5 | https://re.jrc.ec.europa.eu/api/v5_3/PVcalc?lat=30.0444&lon=31.2357&peakpower=1&loss=14&angle=40&aspect=75&outputformat=json&raddatabase=PVGIS-SARAH3&pvtechchoice=crystSi&mountingplace=free&usehorizon=1
40 | 255 | 3 | 135.39 | 4.37 | https://re.jrc.ec.europa.eu/api/v5_3/PVcalc?lat=30.0444&lon=31.2357&peakpower=1&loss=14&angle=40&aspect=75&outputformat=json&raddatabase=PVGIS-SARAH3&pvtechchoice=crystSi&mountingplace=free&usehorizon=1
40 | 255 | 4 | 145.74 | 4.86 | https://re.jrc.ec.europa.eu/api/v5_3/PVcalc?lat=30.0444&lon=31.2357&peakpower=1&loss=14&angle=40&aspect=75&outputformat=json&raddatabase=PVGIS-SARAH3&pvtechchoice=crystSi&mountingplace=free&usehorizon=1
40 | 255 | 5 | 156.54 | 5.05 | https://re.jrc.ec.europa.eu/api/v5_3/PVcalc?lat=30.0444&lon=31.2357&peakpower=1&loss=14&angle=40&aspect=75&outputformat=json&raddatabase=PVGIS-SARAH3&pvtechchoice=crystSi&mountingplace=free&usehorizon=1
40 | 255 | 6 | 160.12 | 5.34 | https://re.jrc.ec.europa.eu/api/v5_3/PVcalc?lat=30.0444&lon=31.2357&peakpower=1&loss=14&angle=40&aspect=75&outputformat=json&raddatabase=PVGIS-SARAH3&pvtechchoice=crystSi&mountingplace=free&usehorizon=1
40 | 255 | 7 | 165.38 | 5.33 | https://re.jrc.ec.europa.eu/api/v5_3/PVcalc?lat=30.0444&lon=31.2357&peakpower=1&loss=14&angle=40&aspect=75&outputformat=json&raddatabase=PVGIS-SARAH3&pvtechchoice=crystSi&mountingplace=free&usehorizon=1
40 | 255 | 8 | 158.12 | 5.1 | https://re.jrc.ec.europa.eu/api/v5_3/PVcalc?lat=30.0444&lon=31.2357&peakpower=1&loss=14&angle=40&aspect=75&outputformat=json&raddatabase=PVGIS-SARAH3&pvtechchoice=crystSi&mountingplace=free&usehorizon=1
40 | 255 | 9 | 140.97 | 4.7 | https://re.jrc.ec.europa.eu/api/v5_3/PVcalc?lat=30.0444&lon=31.2357&peakpower=1&loss=14&angle=40&aspect=75&outputformat=json&raddatabase=PVGIS-SARAH3&pvtechchoice=crystSi&mountingplace=free&usehorizon=1
40 | 255 | 10 | 122.09 | 3.94 | https://re.jrc.ec.europa.eu/api/v5_3/PVcalc?lat=30.0444&lon=31.2357&peakpower=1&loss=14&angle=40&aspect=75&outputformat=json&raddatabase=PVGIS-SARAH3&pvtechchoice=crystSi&mountingplace=free&usehorizon=1
40 | 255 | 11 | 99.19 | 3.31 | https://re.jrc.ec.europa.eu/api/v5_3/PVcalc?lat=30.0444&lon=31.2357&peakpower=1&loss=14&angle=40&aspect=75&outputformat=json&raddatabase=PVGIS-SARAH3&pvtechchoice=crystSi&mountingplace=free&usehorizon=1
40 | 255 | 12 | 89.78 | 2.9 | https://re.jrc.ec.europa.eu/api/v5_3/PVcalc?lat=30.0444&lon=31.2357&peakpower=1&loss=14&angle=40&aspect=75&outputformat=json&raddatabase=PVGIS-SARAH3&pvtechchoice=crystSi&mountingplace=free&usehorizon=1
40 | 270 | 1 | 78.29 | 2.53 | https://re.jrc.ec.europa.eu/api/v5_3/PVcalc?lat=30.0444&lon=31.2357&peakpower=1&loss=14&angle=40&aspect=90&outputformat=json&raddatabase=PVGIS-SARAH3&pvtechchoice=crystSi&mountingplace=free&usehorizon=1
40 | 270 | 2 | 87.38 | 3.12 | https://re.jrc.ec.europa.eu/api/v5_3/PVcalc?lat=30.0444&lon=31.2357&peakpower=1&loss=14&angle=40&aspect=90&outputformat=json&raddatabase=PVGIS-SARAH3&pvtechchoice=crystSi&mountingplace=free&usehorizon=1
40 | 270 | 3 | 125.58 | 4.05 | https://re.jrc.ec.europa.eu/api/v5_3/PVcalc?lat=30.0444&lon=31.2357&peakpower=1&loss=14&angle=40&aspect=90&outputformat=json&raddatabase=PVGIS-SARAH3&pvtechchoice=crystSi&mountingplace=free&usehorizon=1
40 | 270 | 4 | 140.15 | 4.67 | https://re.jrc.ec.europa.eu/api/v5_3/PVcalc?lat=30.0444&lon=31.2357&peakpower=1&loss=14&angle=40&aspect=90&outputformat=json&raddatabase=PVGIS-SARAH3&pvtechchoice=crystSi&mountingplace=free&usehorizon=1
40 | 270 | 5 | 155.25 | 5.01 | https://re.jrc.ec.europa.eu/api/v5_3/PVcalc?lat=30.0444&lon=31.2357&peakpower=1&loss=14&angle=40&aspect=90&outputformat=json&raddatabase=PVGIS-SARAH3&pvtechchoice=crystSi&mountingplace=free&usehorizon=1
40 | 270 | 6 | 161.32 | 5.38 | https://re.jrc.ec.europa.eu/api/v5_3/PVcalc?lat=30.0444&lon=31.2357&peakpower=1&loss=14&angle=40&aspect=90&outputformat=json&raddatabase=PVGIS-SARAH3&pvtechchoice=crystSi&mountingplace=free&usehorizon=1
40 | 270 | 7 | 165.34 | 5.33 | https://re.jrc.ec.europa.eu/api/v5_3/PVcalc?lat=30.0444&lon=31.2357&peakpower=1&loss=14&angle=40&aspect=90&outputformat=json&raddatabase=PVGIS-SARAH3&pvtechchoice=crystSi&mountingplace=free&usehorizon=1
40 | 270 | 8 | 154.06 | 4.97 | https://re.jrc.ec.europa.eu/api/v5_3/PVcalc?lat=30.0444&lon=31.2357&peakpower=1&loss=14&angle=40&aspect=90&outputformat=json&raddatabase=PVGIS-SARAH3&pvtechchoice=crystSi&mountingplace=free&usehorizon=1
40 | 270 | 9 | 132.23 | 4.41 | https://re.jrc.ec.europa.eu/api/v5_3/PVcalc?lat=30.0444&lon=31.2357&peakpower=1&loss=14&angle=40&aspect=90&outputformat=json&raddatabase=PVGIS-SARAH3&pvtechchoice=crystSi&mountingplace=free&usehorizon=1
40 | 270 | 10 | 109.31 | 3.53 | https://re.jrc.ec.europa.eu/api/v5_3/PVcalc?lat=30.0444&lon=31.2357&peakpower=1&loss=14&angle=40&aspect=90&outputformat=json&raddatabase=PVGIS-SARAH3&pvtechchoice=crystSi&mountingplace=free&usehorizon=1
40 | 270 | 11 | 84.97 | 2.83 | https://re.jrc.ec.europa.eu/api/v5_3/PVcalc?lat=30.0444&lon=31.2357&peakpower=1&loss=14&angle=40&aspect=90&outputformat=json&raddatabase=PVGIS-SARAH3&pvtechchoice=crystSi&mountingplace=free&usehorizon=1
40 | 270 | 12 | 75.22 | 2.43 | https://re.jrc.ec.europa.eu/api/v5_3/PVcalc?lat=30.0444&lon=31.2357&peakpower=1&loss=14&angle=40&aspect=90&outputformat=json&raddatabase=PVGIS-SARAH3&pvtechchoice=crystSi&mountingplace=free&usehorizon=1
40 | 285 | 1 | 63.73 | 2.06 | https://re.jrc.ec.europa.eu/api/v5_3/PVcalc?lat=30.0444&lon=31.2357&peakpower=1&loss=14&angle=40&aspect=105&outputformat=json&raddatabase=PVGIS-SARAH3&pvtechchoice=crystSi&mountingplace=free&usehorizon=1
40 | 285 | 2 | 75.59 | 2.7 | https://re.jrc.ec.europa.eu/api/v5_3/PVcalc?lat=30.0444&lon=31.2357&peakpower=1&loss=14&angle=40&aspect=105&outputformat=json&raddatabase=PVGIS-SARAH3&pvtechchoice=crystSi&mountingplace=free&usehorizon=1
40 | 285 | 3 | 114.87 | 3.71 | https://re.jrc.ec.europa.eu/api/v5_3/PVcalc?lat=30.0444&lon=31.2357&peakpower=1&loss=14&angle=40&aspect=105&outputformat=json&raddatabase=PVGIS-SARAH3&pvtechchoice=crystSi&mountingplace=free&usehorizon=1
40 | 285 | 4 | 133.44 | 4.45 | https://re.jrc.ec.europa.eu/api/v5_3/PVcalc?lat=30.0444&lon=31.2357&peakpower=1&loss=14&angle=40&aspect=105&outputformat=json&raddatabase=PVGIS-SARAH3&pvtechchoice=crystSi&mountingplace=free&usehorizon=1
40 | 285 | 5 | 152.04 | 4.9 | https://re.jrc.ec.europa.eu/api/v5_3/PVcalc?lat=30.0444&lon=31.2357&peakpower=1&loss=14&angle=40&aspect=105&outputformat=json&raddatabase=PVGIS-SARAH3&pvtechchoice=crystSi&mountingplace=free&usehorizon=1
40 | 285 | 6 | 159.91 | 5.33 | https://re.jrc.ec.europa.eu/api/v5_3/PVcalc?lat=30.0444&lon=31.2357&peakpower=1&loss=14&angle=40&aspect=105&outputformat=json&raddatabase=PVGIS-SARAH3&pvtechchoice=crystSi&mountingplace=free&usehorizon=1
40 | 285 | 7 | 163.41 | 5.27 | https://re.jrc.ec.europa.eu/api/v5_3/PVcalc?lat=30.0444&lon=31.2357&peakpower=1&loss=14&angle=40&aspect=105&outputformat=json&raddatabase=PVGIS-SARAH3&pvtechchoice=crystSi&mountingplace=free&usehorizon=1
40 | 285 | 8 | 148.49 | 4.79 | https://re.jrc.ec.europa.eu/api/v5_3/PVcalc?lat=30.0444&lon=31.2357&peakpower=1&loss=14&angle=40&aspect=105&outputformat=json&raddatabase=PVGIS-SARAH3&pvtechchoice=crystSi&mountingplace=free&usehorizon=1
40 | 285 | 9 | 122.18 | 4.07 | https://re.jrc.ec.europa.eu/api/v5_3/PVcalc?lat=30.0444&lon=31.2357&peakpower=1&loss=14&angle=40&aspect=105&outputformat=json&raddatabase=PVGIS-SARAH3&pvtechchoice=crystSi&mountingplace=free&usehorizon=1
40 | 285 | 10 | 96.29 | 3.11 | https://re.jrc.ec.europa.eu/api/v5_3/PVcalc?lat=30.0444&lon=31.2357&peakpower=1&loss=14&angle=40&aspect=105&outputformat=json&raddatabase=PVGIS-SARAH3&pvtechchoice=crystSi&mountingplace=free&usehorizon=1
40 | 285 | 11 | 70.62 | 2.35 | https://re.jrc.ec.europa.eu/api/v5_3/PVcalc?lat=30.0444&lon=31.2357&peakpower=1&loss=14&angle=40&aspect=105&outputformat=json&raddatabase=PVGIS-SARAH3&pvtechchoice=crystSi&mountingplace=free&usehorizon=1
40 | 285 | 12 | 59.83 | 1.93 | https://re.jrc.ec.europa.eu/api/v5_3/PVcalc?lat=30.0444&lon=31.2357&peakpower=1&loss=14&angle=40&aspect=105&outputformat=json&raddatabase=PVGIS-SARAH3&pvtechchoice=crystSi&mountingplace=free&usehorizon=1
40 | 300 | 1 | 50.62 | 1.63 | https://re.jrc.ec.europa.eu/api/v5_3/PVcalc?lat=30.0444&lon=31.2357&peakpower=1&loss=14&angle=40&aspect=120&outputformat=json&raddatabase=PVGIS-SARAH3&pvtechchoice=crystSi&mountingplace=free&usehorizon=1
40 | 300 | 2 | 64.08 | 2.29 | https://re.jrc.ec.europa.eu/api/v5_3/PVcalc?lat=30.0444&lon=31.2357&peakpower=1&loss=14&angle=40&aspect=120&outputformat=json&raddatabase=PVGIS-SARAH3&pvtechchoice=crystSi&mountingplace=free&usehorizon=1
40 | 300 | 3 | 103.01 | 3.32 | https://re.jrc.ec.europa.eu/api/v5_3/PVcalc?lat=30.0444&lon=31.2357&peakpower=1&loss=14&angle=40&aspect=120&outputformat=json&raddatabase=PVGIS-SARAH3&pvtechchoice=crystSi&mountingplace=free&usehorizon=1
40 | 300 | 4 | 125.9 | 4.2 | https://re.jrc.ec.europa.eu/api/v5_3/PVcalc?lat=30.0444&lon=31.2357&peakpower=1&loss=14&angle=40&aspect=120&outputformat=json&raddatabase=PVGIS-SARAH3&pvtechchoice=crystSi&mountingplace=free&usehorizon=1
40 | 300 | 5 | 148.03 | 4.78 | https://re.jrc.ec.europa.eu/api/v5_3/PVcalc?lat=30.0444&lon=31.2357&peakpower=1&loss=14&angle=40&aspect=120&outputformat=json&raddatabase=PVGIS-SARAH3&pvtechchoice=crystSi&mountingplace=free&usehorizon=1
40 | 300 | 6 | 158.5 | 5.28 | https://re.jrc.ec.europa.eu/api/v5_3/PVcalc?lat=30.0444&lon=31.2357&peakpower=1&loss=14&angle=40&aspect=120&outputformat=json&raddatabase=PVGIS-SARAH3&pvtechchoice=crystSi&mountingplace=free&usehorizon=1
40 | 300 | 7 | 160.08 | 5.16 | https://re.jrc.ec.europa.eu/api/v5_3/PVcalc?lat=30.0444&lon=31.2357&peakpower=1&loss=14&angle=40&aspect=120&outputformat=json&raddatabase=PVGIS-SARAH3&pvtechchoice=crystSi&mountingplace=free&usehorizon=1
40 | 300 | 8 | 141.63 | 4.57 | https://re.jrc.ec.europa.eu/api/v5_3/PVcalc?lat=30.0444&lon=31.2357&peakpower=1&loss=14&angle=40&aspect=120&outputformat=json&raddatabase=PVGIS-SARAH3&pvtechchoice=crystSi&mountingplace=free&usehorizon=1
40 | 300 | 9 | 111.21 | 3.71 | https://re.jrc.ec.europa.eu/api/v5_3/PVcalc?lat=30.0444&lon=31.2357&peakpower=1&loss=14&angle=40&aspect=120&outputformat=json&raddatabase=PVGIS-SARAH3&pvtechchoice=crystSi&mountingplace=free&usehorizon=1
40 | 300 | 10 | 82.68 | 2.67 | https://re.jrc.ec.europa.eu/api/v5_3/PVcalc?lat=30.0444&lon=31.2357&peakpower=1&loss=14&angle=40&aspect=120&outputformat=json&raddatabase=PVGIS-SARAH3&pvtechchoice=crystSi&mountingplace=free&usehorizon=1
40 | 300 | 11 | 55.98 | 1.87 | https://re.jrc.ec.europa.eu/api/v5_3/PVcalc?lat=30.0444&lon=31.2357&peakpower=1&loss=14&angle=40&aspect=120&outputformat=json&raddatabase=PVGIS-SARAH3&pvtechchoice=crystSi&mountingplace=free&usehorizon=1
40 | 300 | 12 | 46.1 | 1.49 | https://re.jrc.ec.europa.eu/api/v5_3/PVcalc?lat=30.0444&lon=31.2357&peakpower=1&loss=14&angle=40&aspect=120&outputformat=json&raddatabase=PVGIS-SARAH3&pvtechchoice=crystSi&mountingplace=free&usehorizon=1
40 | 315 | 1 | 37.58 | 1.21 | https://re.jrc.ec.europa.eu/api/v5_3/PVcalc?lat=30.0444&lon=31.2357&peakpower=1&loss=14&angle=40&aspect=135&outputformat=json&raddatabase=PVGIS-SARAH3&pvtechchoice=crystSi&mountingplace=free&usehorizon=1
40 | 315 | 2 | 52.57 | 1.88 | https://re.jrc.ec.europa.eu/api/v5_3/PVcalc?lat=30.0444&lon=31.2357&peakpower=1&loss=14&angle=40&aspect=135&outputformat=json&raddatabase=PVGIS-SARAH3&pvtechchoice=crystSi&mountingplace=free&usehorizon=1
40 | 315 | 3 | 90.62 | 2.92 | https://re.jrc.ec.europa.eu/api/v5_3/PVcalc?lat=30.0444&lon=31.2357&peakpower=1&loss=14&angle=40&aspect=135&outputformat=json&raddatabase=PVGIS-SARAH3&pvtechchoice=crystSi&mountingplace=free&usehorizon=1
40 | 315 | 4 | 117.72 | 3.92 | https://re.jrc.ec.europa.eu/api/v5_3/PVcalc?lat=30.0444&lon=31.2357&peakpower=1&loss=14&angle=40&aspect=135&outputformat=json&raddatabase=PVGIS-SARAH3&pvtechchoice=crystSi&mountingplace=free&usehorizon=1
40 | 315 | 5 | 144.18 | 4.65 | https://re.jrc.ec.europa.eu/api/v5_3/PVcalc?lat=30.0444&lon=31.2357&peakpower=1&loss=14&angle=40&aspect=135&outputformat=json&raddatabase=PVGIS-SARAH3&pvtechchoice=crystSi&mountingplace=free&usehorizon=1
40 | 315 | 6 | 156.21 | 5.21 | https://re.jrc.ec.europa.eu/api/v5_3/PVcalc?lat=30.0444&lon=31.2357&peakpower=1&loss=14&angle=40&aspect=135&outputformat=json&raddatabase=PVGIS-SARAH3&pvtechchoice=crystSi&mountingplace=free&usehorizon=1
40 | 315 | 7 | 156.84 | 5.06 | https://re.jrc.ec.europa.eu/api/v5_3/PVcalc?lat=30.0444&lon=31.2357&peakpower=1&loss=14&angle=40&aspect=135&outputformat=json&raddatabase=PVGIS-SARAH3&pvtechchoice=crystSi&mountingplace=free&usehorizon=1
40 | 315 | 8 | 133.82 | 4.32 | https://re.jrc.ec.europa.eu/api/v5_3/PVcalc?lat=30.0444&lon=31.2357&peakpower=1&loss=14&angle=40&aspect=135&outputformat=json&raddatabase=PVGIS-SARAH3&pvtechchoice=crystSi&mountingplace=free&usehorizon=1
40 | 315 | 9 | 99.79 | 3.33 | https://re.jrc.ec.europa.eu/api/v5_3/PVcalc?lat=30.0444&lon=31.2357&peakpower=1&loss=14&angle=40&aspect=135&outputformat=json&raddatabase=PVGIS-SARAH3&pvtechchoice=crystSi&mountingplace=free&usehorizon=1
40 | 315 | 10 | 68.41 | 2.21 | https://re.jrc.ec.europa.eu/api/v5_3/PVcalc?lat=30.0444&lon=31.2357&peakpower=1&loss=14&angle=40&aspect=135&outputformat=json&raddatabase=PVGIS-SARAH3&pvtechchoice=crystSi&mountingplace=free&usehorizon=1
40 | 315 | 11 | 42.21 | 1.41 | https://re.jrc.ec.europa.eu/api/v5_3/PVcalc?lat=30.0444&lon=31.2357&peakpower=1&loss=14&angle=40&aspect=135&outputformat=json&raddatabase=PVGIS-SARAH3&pvtechchoice=crystSi&mountingplace=free&usehorizon=1
40 | 315 | 12 | 32.88 | 1.06 | https://re.jrc.ec.europa.eu/api/v5_3/PVcalc?lat=30.0444&lon=31.2357&peakpower=1&loss=14&angle=40&aspect=135&outputformat=json&raddatabase=PVGIS-SARAH3&pvtechchoice=crystSi&mountingplace=free&usehorizon=1
40 | 330 | 1 | 27.39 | 0.88 | https://re.jrc.ec.europa.eu/api/v5_3/PVcalc?lat=30.0444&lon=31.2357&peakpower=1&loss=14&angle=40&aspect=150&outputformat=json&raddatabase=PVGIS-SARAH3&pvtechchoice=crystSi&mountingplace=free&usehorizon=1
40 | 330 | 2 | 41.51 | 1.48 | https://re.jrc.ec.europa.eu/api/v5_3/PVcalc?lat=30.0444&lon=31.2357&peakpower=1&loss=14&angle=40&aspect=150&outputformat=json&raddatabase=PVGIS-SARAH3&pvtechchoice=crystSi&mountingplace=free&usehorizon=1
40 | 330 | 3 | 78.52 | 2.53 | https://re.jrc.ec.europa.eu/api/v5_3/PVcalc?lat=30.0444&lon=31.2357&peakpower=1&loss=14&angle=40&aspect=150&outputformat=json&raddatabase=PVGIS-SARAH3&pvtechchoice=crystSi&mountingplace=free&usehorizon=1
40 | 330 | 4 | 110.29 | 3.68 | https://re.jrc.ec.europa.eu/api/v5_3/PVcalc?lat=30.0444&lon=31.2357&peakpower=1&loss=14&angle=40&aspect=150&outputformat=json&raddatabase=PVGIS-SARAH3&pvtechchoice=crystSi&mountingplace=free&usehorizon=1
40 | 330 | 5 | 141.22 | 4.56 | https://re.jrc.ec.europa.eu/api/v5_3/PVcalc?lat=30.0444&lon=31.2357&peakpower=1&loss=14&angle=40&aspect=150&outputformat=json&raddatabase=PVGIS-SARAH3&pvtechchoice=crystSi&mountingplace=free&usehorizon=1
40 | 330 | 6 | 155.36 | 5.18 | https://re.jrc.ec.europa.eu/api/v5_3/PVcalc?lat=30.0444&lon=31.2357&peakpower=1&loss=14&angle=40&aspect=150&outputformat=json&raddatabase=PVGIS-SARAH3&pvtechchoice=crystSi&mountingplace=free&usehorizon=1
40 | 330 | 7 | 154.34 | 4.98 | https://re.jrc.ec.europa.eu/api/v5_3/PVcalc?lat=30.0444&lon=31.2357&peakpower=1&loss=14&angle=40&aspect=150&outputformat=json&raddatabase=PVGIS-SARAH3&pvtechchoice=crystSi&mountingplace=free&usehorizon=1
40 | 330 | 8 | 127.11 | 4.1 | https://re.jrc.ec.europa.eu/api/v5_3/PVcalc?lat=30.0444&lon=31.2357&peakpower=1&loss=14&angle=40&aspect=150&outputformat=json&raddatabase=PVGIS-SARAH3&pvtechchoice=crystSi&mountingplace=free&usehorizon=1
40 | 330 | 9 | 88.44 | 2.95 | https://re.jrc.ec.europa.eu/api/v5_3/PVcalc?lat=30.0444&lon=31.2357&peakpower=1&loss=14&angle=40&aspect=150&outputformat=json&raddatabase=PVGIS-SARAH3&pvtechchoice=crystSi&mountingplace=free&usehorizon=1
40 | 330 | 10 | 54.5 | 1.76 | https://re.jrc.ec.europa.eu/api/v5_3/PVcalc?lat=30.0444&lon=31.2357&peakpower=1&loss=14&angle=40&aspect=150&outputformat=json&raddatabase=PVGIS-SARAH3&pvtechchoice=crystSi&mountingplace=free&usehorizon=1
40 | 330 | 11 | 29.88 | 1 | https://re.jrc.ec.europa.eu/api/v5_3/PVcalc?lat=30.0444&lon=31.2357&peakpower=1&loss=14&angle=40&aspect=150&outputformat=json&raddatabase=PVGIS-SARAH3&pvtechchoice=crystSi&mountingplace=free&usehorizon=1
40 | 330 | 12 | 23.34 | 0.75 | https://re.jrc.ec.europa.eu/api/v5_3/PVcalc?lat=30.0444&lon=31.2357&peakpower=1&loss=14&angle=40&aspect=150&outputformat=json&raddatabase=PVGIS-SARAH3&pvtechchoice=crystSi&mountingplace=free&usehorizon=1
40 | 345 | 1 | 22.39 | 0.72 | https://re.jrc.ec.europa.eu/api/v5_3/PVcalc?lat=30.0444&lon=31.2357&peakpower=1&loss=14&angle=40&aspect=165&outputformat=json&raddatabase=PVGIS-SARAH3&pvtechchoice=crystSi&mountingplace=free&usehorizon=1
40 | 345 | 2 | 32.45 | 1.16 | https://re.jrc.ec.europa.eu/api/v5_3/PVcalc?lat=30.0444&lon=31.2357&peakpower=1&loss=14&angle=40&aspect=165&outputformat=json&raddatabase=PVGIS-SARAH3&pvtechchoice=crystSi&mountingplace=free&usehorizon=1
40 | 345 | 3 | 68.06 | 2.2 | https://re.jrc.ec.europa.eu/api/v5_3/PVcalc?lat=30.0444&lon=31.2357&peakpower=1&loss=14&angle=40&aspect=165&outputformat=json&raddatabase=PVGIS-SARAH3&pvtechchoice=crystSi&mountingplace=free&usehorizon=1
40 | 345 | 4 | 105.49 | 3.52 | https://re.jrc.ec.europa.eu/api/v5_3/PVcalc?lat=30.0444&lon=31.2357&peakpower=1&loss=14&angle=40&aspect=165&outputformat=json&raddatabase=PVGIS-SARAH3&pvtechchoice=crystSi&mountingplace=free&usehorizon=1
40 | 345 | 5 | 140.26 | 4.52 | https://re.jrc.ec.europa.eu/api/v5_3/PVcalc?lat=30.0444&lon=31.2357&peakpower=1&loss=14&angle=40&aspect=165&outputformat=json&raddatabase=PVGIS-SARAH3&pvtechchoice=crystSi&mountingplace=free&usehorizon=1
40 | 345 | 6 | 155.16 | 5.17 | https://re.jrc.ec.europa.eu/api/v5_3/PVcalc?lat=30.0444&lon=31.2357&peakpower=1&loss=14&angle=40&aspect=165&outputformat=json&raddatabase=PVGIS-SARAH3&pvtechchoice=crystSi&mountingplace=free&usehorizon=1
40 | 345 | 7 | 152.83 | 4.93 | https://re.jrc.ec.europa.eu/api/v5_3/PVcalc?lat=30.0444&lon=31.2357&peakpower=1&loss=14&angle=40&aspect=165&outputformat=json&raddatabase=PVGIS-SARAH3&pvtechchoice=crystSi&mountingplace=free&usehorizon=1
40 | 345 | 8 | 122.74 | 3.96 | https://re.jrc.ec.europa.eu/api/v5_3/PVcalc?lat=30.0444&lon=31.2357&peakpower=1&loss=14&angle=40&aspect=165&outputformat=json&raddatabase=PVGIS-SARAH3&pvtechchoice=crystSi&mountingplace=free&usehorizon=1
40 | 345 | 9 | 79.17 | 2.64 | https://re.jrc.ec.europa.eu/api/v5_3/PVcalc?lat=30.0444&lon=31.2357&peakpower=1&loss=14&angle=40&aspect=165&outputformat=json&raddatabase=PVGIS-SARAH3&pvtechchoice=crystSi&mountingplace=free&usehorizon=1
40 | 345 | 10 | 42.48 | 1.37 | https://re.jrc.ec.europa.eu/api/v5_3/PVcalc?lat=30.0444&lon=31.2357&peakpower=1&loss=14&angle=40&aspect=165&outputformat=json&raddatabase=PVGIS-SARAH3&pvtechchoice=crystSi&mountingplace=free&usehorizon=1
40 | 345 | 11 | 21.9 | 0.73 | https://re.jrc.ec.europa.eu/api/v5_3/PVcalc?lat=30.0444&lon=31.2357&peakpower=1&loss=14&angle=40&aspect=165&outputformat=json&raddatabase=PVGIS-SARAH3&pvtechchoice=crystSi&mountingplace=free&usehorizon=1
40 | 345 | 12 | 21.63 | 0.7 | https://re.jrc.ec.europa.eu/api/v5_3/PVcalc?lat=30.0444&lon=31.2357&peakpower=1&loss=14&angle=40&aspect=165&outputformat=json&raddatabase=PVGIS-SARAH3&pvtechchoice=crystSi&mountingplace=free&usehorizon=1
40 | 360 | 1 | 23 | 0.74 | https://re.jrc.ec.europa.eu/api/v5_3/PVcalc?lat=30.0444&lon=31.2357&peakpower=1&loss=14&angle=40&aspect=180&outputformat=json&raddatabase=PVGIS-SARAH3&pvtechchoice=crystSi&mountingplace=free&usehorizon=1
40 | 360 | 2 | 28.72 | 1.03 | https://re.jrc.ec.europa.eu/api/v5_3/PVcalc?lat=30.0444&lon=31.2357&peakpower=1&loss=14&angle=40&aspect=180&outputformat=json&raddatabase=PVGIS-SARAH3&pvtechchoice=crystSi&mountingplace=free&usehorizon=1
40 | 360 | 3 | 63.37 | 2.04 | https://re.jrc.ec.europa.eu/api/v5_3/PVcalc?lat=30.0444&lon=31.2357&peakpower=1&loss=14&angle=40&aspect=180&outputformat=json&raddatabase=PVGIS-SARAH3&pvtechchoice=crystSi&mountingplace=free&usehorizon=1
40 | 360 | 4 | 103.41 | 3.45 | https://re.jrc.ec.europa.eu/api/v5_3/PVcalc?lat=30.0444&lon=31.2357&peakpower=1&loss=14&angle=40&aspect=180&outputformat=json&raddatabase=PVGIS-SARAH3&pvtechchoice=crystSi&mountingplace=free&usehorizon=1
40 | 360 | 5 | 139.38 | 4.5 | https://re.jrc.ec.europa.eu/api/v5_3/PVcalc?lat=30.0444&lon=31.2357&peakpower=1&loss=14&angle=40&aspect=180&outputformat=json&raddatabase=PVGIS-SARAH3&pvtechchoice=crystSi&mountingplace=free&usehorizon=1
40 | 360 | 6 | 153.68 | 5.12 | https://re.jrc.ec.europa.eu/api/v5_3/PVcalc?lat=30.0444&lon=31.2357&peakpower=1&loss=14&angle=40&aspect=180&outputformat=json&raddatabase=PVGIS-SARAH3&pvtechchoice=crystSi&mountingplace=free&usehorizon=1
40 | 360 | 7 | 150.35 | 4.85 | https://re.jrc.ec.europa.eu/api/v5_3/PVcalc?lat=30.0444&lon=31.2357&peakpower=1&loss=14&angle=40&aspect=180&outputformat=json&raddatabase=PVGIS-SARAH3&pvtechchoice=crystSi&mountingplace=free&usehorizon=1
40 | 360 | 8 | 119.85 | 3.87 | https://re.jrc.ec.europa.eu/api/v5_3/PVcalc?lat=30.0444&lon=31.2357&peakpower=1&loss=14&angle=40&aspect=180&outputformat=json&raddatabase=PVGIS-SARAH3&pvtechchoice=crystSi&mountingplace=free&usehorizon=1
40 | 360 | 9 | 74.71 | 2.49 | https://re.jrc.ec.europa.eu/api/v5_3/PVcalc?lat=30.0444&lon=31.2357&peakpower=1&loss=14&angle=40&aspect=180&outputformat=json&raddatabase=PVGIS-SARAH3&pvtechchoice=crystSi&mountingplace=free&usehorizon=1
40 | 360 | 10 | 36.83 | 1.19 | https://re.jrc.ec.europa.eu/api/v5_3/PVcalc?lat=30.0444&lon=31.2357&peakpower=1&loss=14&angle=40&aspect=180&outputformat=json&raddatabase=PVGIS-SARAH3&pvtechchoice=crystSi&mountingplace=free&usehorizon=1
40 | 360 | 11 | 21.19 | 0.71 | https://re.jrc.ec.europa.eu/api/v5_3/PVcalc?lat=30.0444&lon=31.2357&peakpower=1&loss=14&angle=40&aspect=180&outputformat=json&raddatabase=PVGIS-SARAH3&pvtechchoice=crystSi&mountingplace=free&usehorizon=1
40 | 360 | 12 | 22.01 | 0.71 | https://re.jrc.ec.europa.eu/api/v5_3/PVcalc?lat=30.0444&lon=31.2357&peakpower=1&loss=14&angle=40&aspect=180&outputformat=json&raddatabase=PVGIS-SARAH3&pvtechchoice=crystSi&mountingplace=free&usehorizon=1
45 | 0 | 1 | 22.53 | 0.73 | https://re.jrc.ec.europa.eu/api/v5_3/PVcalc?lat=30.0444&lon=31.2357&peakpower=1&loss=14&angle=45&aspect=-180&outputformat=json&raddatabase=PVGIS-SARAH3&pvtechchoice=crystSi&mountingplace=free&usehorizon=1
45 | 0 | 2 | 25.36 | 0.91 | https://re.jrc.ec.europa.eu/api/v5_3/PVcalc?lat=30.0444&lon=31.2357&peakpower=1&loss=14&angle=45&aspect=-180&outputformat=json&raddatabase=PVGIS-SARAH3&pvtechchoice=crystSi&mountingplace=free&usehorizon=1
45 | 0 | 3 | 51.4 | 1.66 | https://re.jrc.ec.europa.eu/api/v5_3/PVcalc?lat=30.0444&lon=31.2357&peakpower=1&loss=14&angle=45&aspect=-180&outputformat=json&raddatabase=PVGIS-SARAH3&pvtechchoice=crystSi&mountingplace=free&usehorizon=1
45 | 0 | 4 | 92.36 | 3.08 | https://re.jrc.ec.europa.eu/api/v5_3/PVcalc?lat=30.0444&lon=31.2357&peakpower=1&loss=14&angle=45&aspect=-180&outputformat=json&raddatabase=PVGIS-SARAH3&pvtechchoice=crystSi&mountingplace=free&usehorizon=1
45 | 0 | 5 | 130.08 | 4.2 | https://re.jrc.ec.europa.eu/api/v5_3/PVcalc?lat=30.0444&lon=31.2357&peakpower=1&loss=14&angle=45&aspect=-180&outputformat=json&raddatabase=PVGIS-SARAH3&pvtechchoice=crystSi&mountingplace=free&usehorizon=1
45 | 0 | 6 | 145.23 | 4.84 | https://re.jrc.ec.europa.eu/api/v5_3/PVcalc?lat=30.0444&lon=31.2357&peakpower=1&loss=14&angle=45&aspect=-180&outputformat=json&raddatabase=PVGIS-SARAH3&pvtechchoice=crystSi&mountingplace=free&usehorizon=1
45 | 0 | 7 | 141.08 | 4.55 | https://re.jrc.ec.europa.eu/api/v5_3/PVcalc?lat=30.0444&lon=31.2357&peakpower=1&loss=14&angle=45&aspect=-180&outputformat=json&raddatabase=PVGIS-SARAH3&pvtechchoice=crystSi&mountingplace=free&usehorizon=1
45 | 0 | 8 | 108.7 | 3.51 | https://re.jrc.ec.europa.eu/api/v5_3/PVcalc?lat=30.0444&lon=31.2357&peakpower=1&loss=14&angle=45&aspect=-180&outputformat=json&raddatabase=PVGIS-SARAH3&pvtechchoice=crystSi&mountingplace=free&usehorizon=1
45 | 0 | 9 | 62.1 | 2.07 | https://re.jrc.ec.europa.eu/api/v5_3/PVcalc?lat=30.0444&lon=31.2357&peakpower=1&loss=14&angle=45&aspect=-180&outputformat=json&raddatabase=PVGIS-SARAH3&pvtechchoice=crystSi&mountingplace=free&usehorizon=1
45 | 0 | 10 | 28.25 | 0.91 | https://re.jrc.ec.europa.eu/api/v5_3/PVcalc?lat=30.0444&lon=31.2357&peakpower=1&loss=14&angle=45&aspect=-180&outputformat=json&raddatabase=PVGIS-SARAH3&pvtechchoice=crystSi&mountingplace=free&usehorizon=1
45 | 0 | 11 | 21.56 | 0.72 | https://re.jrc.ec.europa.eu/api/v5_3/PVcalc?lat=30.0444&lon=31.2357&peakpower=1&loss=14&angle=45&aspect=-180&outputformat=json&raddatabase=PVGIS-SARAH3&pvtechchoice=crystSi&mountingplace=free&usehorizon=1
45 | 0 | 12 | 20.92 | 0.67 | https://re.jrc.ec.europa.eu/api/v5_3/PVcalc?lat=30.0444&lon=31.2357&peakpower=1&loss=14&angle=45&aspect=-180&outputformat=json&raddatabase=PVGIS-SARAH3&pvtechchoice=crystSi&mountingplace=free&usehorizon=1
45 | 15 | 1 | 22.29 | 0.72 | https://re.jrc.ec.europa.eu/api/v5_3/PVcalc?lat=30.0444&lon=31.2357&peakpower=1&loss=14&angle=45&aspect=-165&outputformat=json&raddatabase=PVGIS-SARAH3&pvtechchoice=crystSi&mountingplace=free&usehorizon=1
45 | 15 | 2 | 27.99 | 1 | https://re.jrc.ec.europa.eu/api/v5_3/PVcalc?lat=30.0444&lon=31.2357&peakpower=1&loss=14&angle=45&aspect=-165&outputformat=json&raddatabase=PVGIS-SARAH3&pvtechchoice=crystSi&mountingplace=free&usehorizon=1
45 | 15 | 3 | 57.11 | 1.84 | https://re.jrc.ec.europa.eu/api/v5_3/PVcalc?lat=30.0444&lon=31.2357&peakpower=1&loss=14&angle=45&aspect=-165&outputformat=json&raddatabase=PVGIS-SARAH3&pvtechchoice=crystSi&mountingplace=free&usehorizon=1
45 | 15 | 4 | 92.81 | 3.09 | https://re.jrc.ec.europa.eu/api/v5_3/PVcalc?lat=30.0444&lon=31.2357&peakpower=1&loss=14&angle=45&aspect=-165&outputformat=json&raddatabase=PVGIS-SARAH3&pvtechchoice=crystSi&mountingplace=free&usehorizon=1
45 | 15 | 5 | 128.72 | 4.15 | https://re.jrc.ec.europa.eu/api/v5_3/PVcalc?lat=30.0444&lon=31.2357&peakpower=1&loss=14&angle=45&aspect=-165&outputformat=json&raddatabase=PVGIS-SARAH3&pvtechchoice=crystSi&mountingplace=free&usehorizon=1
45 | 15 | 6 | 142.19 | 4.74 | https://re.jrc.ec.europa.eu/api/v5_3/PVcalc?lat=30.0444&lon=31.2357&peakpower=1&loss=14&angle=45&aspect=-165&outputformat=json&raddatabase=PVGIS-SARAH3&pvtechchoice=crystSi&mountingplace=free&usehorizon=1
45 | 15 | 7 | 137.49 | 4.44 | https://re.jrc.ec.europa.eu/api/v5_3/PVcalc?lat=30.0444&lon=31.2357&peakpower=1&loss=14&angle=45&aspect=-165&outputformat=json&raddatabase=PVGIS-SARAH3&pvtechchoice=crystSi&mountingplace=free&usehorizon=1
45 | 15 | 8 | 107.08 | 3.45 | https://re.jrc.ec.europa.eu/api/v5_3/PVcalc?lat=30.0444&lon=31.2357&peakpower=1&loss=14&angle=45&aspect=-165&outputformat=json&raddatabase=PVGIS-SARAH3&pvtechchoice=crystSi&mountingplace=free&usehorizon=1
45 | 15 | 9 | 65.14 | 2.17 | https://re.jrc.ec.europa.eu/api/v5_3/PVcalc?lat=30.0444&lon=31.2357&peakpower=1&loss=14&angle=45&aspect=-165&outputformat=json&raddatabase=PVGIS-SARAH3&pvtechchoice=crystSi&mountingplace=free&usehorizon=1
45 | 15 | 10 | 34.39 | 1.11 | https://re.jrc.ec.europa.eu/api/v5_3/PVcalc?lat=30.0444&lon=31.2357&peakpower=1&loss=14&angle=45&aspect=-165&outputformat=json&raddatabase=PVGIS-SARAH3&pvtechchoice=crystSi&mountingplace=free&usehorizon=1
45 | 15 | 11 | 21.06 | 0.7 | https://re.jrc.ec.europa.eu/api/v5_3/PVcalc?lat=30.0444&lon=31.2357&peakpower=1&loss=14&angle=45&aspect=-165&outputformat=json&raddatabase=PVGIS-SARAH3&pvtechchoice=crystSi&mountingplace=free&usehorizon=1
45 | 15 | 12 | 20.92 | 0.67 | https://re.jrc.ec.europa.eu/api/v5_3/PVcalc?lat=30.0444&lon=31.2357&peakpower=1&loss=14&angle=45&aspect=-165&outputformat=json&raddatabase=PVGIS-SARAH3&pvtechchoice=crystSi&mountingplace=free&usehorizon=1
45 | 30 | 1 | 24.66 | 0.8 | https://re.jrc.ec.europa.eu/api/v5_3/PVcalc?lat=30.0444&lon=31.2357&peakpower=1&loss=14&angle=45&aspect=-150&outputformat=json&raddatabase=PVGIS-SARAH3&pvtechchoice=crystSi&mountingplace=free&usehorizon=1
45 | 30 | 2 | 37.87 | 1.35 | https://re.jrc.ec.europa.eu/api/v5_3/PVcalc?lat=30.0444&lon=31.2357&peakpower=1&loss=14&angle=45&aspect=-150&outputformat=json&raddatabase=PVGIS-SARAH3&pvtechchoice=crystSi&mountingplace=free&usehorizon=1
45 | 30 | 3 | 68.97 | 2.22 | https://re.jrc.ec.europa.eu/api/v5_3/PVcalc?lat=30.0444&lon=31.2357&peakpower=1&loss=14&angle=45&aspect=-150&outputformat=json&raddatabase=PVGIS-SARAH3&pvtechchoice=crystSi&mountingplace=free&usehorizon=1
45 | 30 | 4 | 98.07 | 3.27 | https://re.jrc.ec.europa.eu/api/v5_3/PVcalc?lat=30.0444&lon=31.2357&peakpower=1&loss=14&angle=45&aspect=-150&outputformat=json&raddatabase=PVGIS-SARAH3&pvtechchoice=crystSi&mountingplace=free&usehorizon=1
45 | 30 | 5 | 128.56 | 4.15 | https://re.jrc.ec.europa.eu/api/v5_3/PVcalc?lat=30.0444&lon=31.2357&peakpower=1&loss=14&angle=45&aspect=-150&outputformat=json&raddatabase=PVGIS-SARAH3&pvtechchoice=crystSi&mountingplace=free&usehorizon=1
45 | 30 | 6 | 138.84 | 4.63 | https://re.jrc.ec.europa.eu/api/v5_3/PVcalc?lat=30.0444&lon=31.2357&peakpower=1&loss=14&angle=45&aspect=-150&outputformat=json&raddatabase=PVGIS-SARAH3&pvtechchoice=crystSi&mountingplace=free&usehorizon=1
45 | 30 | 7 | 134.58 | 4.34 | https://re.jrc.ec.europa.eu/api/v5_3/PVcalc?lat=30.0444&lon=31.2357&peakpower=1&loss=14&angle=45&aspect=-150&outputformat=json&raddatabase=PVGIS-SARAH3&pvtechchoice=crystSi&mountingplace=free&usehorizon=1
45 | 30 | 8 | 109.96 | 3.55 | https://re.jrc.ec.europa.eu/api/v5_3/PVcalc?lat=30.0444&lon=31.2357&peakpower=1&loss=14&angle=45&aspect=-150&outputformat=json&raddatabase=PVGIS-SARAH3&pvtechchoice=crystSi&mountingplace=free&usehorizon=1
45 | 30 | 9 | 74.72 | 2.49 | https://re.jrc.ec.europa.eu/api/v5_3/PVcalc?lat=30.0444&lon=31.2357&peakpower=1&loss=14&angle=45&aspect=-150&outputformat=json&raddatabase=PVGIS-SARAH3&pvtechchoice=crystSi&mountingplace=free&usehorizon=1
45 | 30 | 10 | 47.22 | 1.52 | https://re.jrc.ec.europa.eu/api/v5_3/PVcalc?lat=30.0444&lon=31.2357&peakpower=1&loss=14&angle=45&aspect=-150&outputformat=json&raddatabase=PVGIS-SARAH3&pvtechchoice=crystSi&mountingplace=free&usehorizon=1
45 | 30 | 11 | 26.24 | 0.87 | https://re.jrc.ec.europa.eu/api/v5_3/PVcalc?lat=30.0444&lon=31.2357&peakpower=1&loss=14&angle=45&aspect=-150&outputformat=json&raddatabase=PVGIS-SARAH3&pvtechchoice=crystSi&mountingplace=free&usehorizon=1
45 | 30 | 12 | 21.47 | 0.69 | https://re.jrc.ec.europa.eu/api/v5_3/PVcalc?lat=30.0444&lon=31.2357&peakpower=1&loss=14&angle=45&aspect=-150&outputformat=json&raddatabase=PVGIS-SARAH3&pvtechchoice=crystSi&mountingplace=free&usehorizon=1
45 | 45 | 1 | 35.45 | 1.14 | https://re.jrc.ec.europa.eu/api/v5_3/PVcalc?lat=30.0444&lon=31.2357&peakpower=1&loss=14&angle=45&aspect=-135&outputformat=json&raddatabase=PVGIS-SARAH3&pvtechchoice=crystSi&mountingplace=free&usehorizon=1
45 | 45 | 2 | 50.53 | 1.8 | https://re.jrc.ec.europa.eu/api/v5_3/PVcalc?lat=30.0444&lon=31.2357&peakpower=1&loss=14&angle=45&aspect=-135&outputformat=json&raddatabase=PVGIS-SARAH3&pvtechchoice=crystSi&mountingplace=free&usehorizon=1
45 | 45 | 3 | 82.07 | 2.65 | https://re.jrc.ec.europa.eu/api/v5_3/PVcalc?lat=30.0444&lon=31.2357&peakpower=1&loss=14&angle=45&aspect=-135&outputformat=json&raddatabase=PVGIS-SARAH3&pvtechchoice=crystSi&mountingplace=free&usehorizon=1
45 | 45 | 4 | 106.4 | 3.55 | https://re.jrc.ec.europa.eu/api/v5_3/PVcalc?lat=30.0444&lon=31.2357&peakpower=1&loss=14&angle=45&aspect=-135&outputformat=json&raddatabase=PVGIS-SARAH3&pvtechchoice=crystSi&mountingplace=free&usehorizon=1
45 | 45 | 5 | 132.25 | 4.27 | https://re.jrc.ec.europa.eu/api/v5_3/PVcalc?lat=30.0444&lon=31.2357&peakpower=1&loss=14&angle=45&aspect=-135&outputformat=json&raddatabase=PVGIS-SARAH3&pvtechchoice=crystSi&mountingplace=free&usehorizon=1
45 | 45 | 6 | 139.3 | 4.64 | https://re.jrc.ec.europa.eu/api/v5_3/PVcalc?lat=30.0444&lon=31.2357&peakpower=1&loss=14&angle=45&aspect=-135&outputformat=json&raddatabase=PVGIS-SARAH3&pvtechchoice=crystSi&mountingplace=free&usehorizon=1
45 | 45 | 7 | 136.22 | 4.39 | https://re.jrc.ec.europa.eu/api/v5_3/PVcalc?lat=30.0444&lon=31.2357&peakpower=1&loss=14&angle=45&aspect=-135&outputformat=json&raddatabase=PVGIS-SARAH3&pvtechchoice=crystSi&mountingplace=free&usehorizon=1
45 | 45 | 8 | 116.89 | 3.77 | https://re.jrc.ec.europa.eu/api/v5_3/PVcalc?lat=30.0444&lon=31.2357&peakpower=1&loss=14&angle=45&aspect=-135&outputformat=json&raddatabase=PVGIS-SARAH3&pvtechchoice=crystSi&mountingplace=free&usehorizon=1
45 | 45 | 9 | 86.36 | 2.88 | https://re.jrc.ec.europa.eu/api/v5_3/PVcalc?lat=30.0444&lon=31.2357&peakpower=1&loss=14&angle=45&aspect=-135&outputformat=json&raddatabase=PVGIS-SARAH3&pvtechchoice=crystSi&mountingplace=free&usehorizon=1
45 | 45 | 10 | 61.71 | 1.99 | https://re.jrc.ec.europa.eu/api/v5_3/PVcalc?lat=30.0444&lon=31.2357&peakpower=1&loss=14&angle=45&aspect=-135&outputformat=json&raddatabase=PVGIS-SARAH3&pvtechchoice=crystSi&mountingplace=free&usehorizon=1
45 | 45 | 11 | 38.71 | 1.29 | https://re.jrc.ec.europa.eu/api/v5_3/PVcalc?lat=30.0444&lon=31.2357&peakpower=1&loss=14&angle=45&aspect=-135&outputformat=json&raddatabase=PVGIS-SARAH3&pvtechchoice=crystSi&mountingplace=free&usehorizon=1
45 | 45 | 12 | 30.98 | 1 | https://re.jrc.ec.europa.eu/api/v5_3/PVcalc?lat=30.0444&lon=31.2357&peakpower=1&loss=14&angle=45&aspect=-135&outputformat=json&raddatabase=PVGIS-SARAH3&pvtechchoice=crystSi&mountingplace=free&usehorizon=1
45 | 60 | 1 | 49.62 | 1.6 | https://re.jrc.ec.europa.eu/api/v5_3/PVcalc?lat=30.0444&lon=31.2357&peakpower=1&loss=14&angle=45&aspect=-120&outputformat=json&raddatabase=PVGIS-SARAH3&pvtechchoice=crystSi&mountingplace=free&usehorizon=1
45 | 60 | 2 | 63.92 | 2.28 | https://re.jrc.ec.europa.eu/api/v5_3/PVcalc?lat=30.0444&lon=31.2357&peakpower=1&loss=14&angle=45&aspect=-120&outputformat=json&raddatabase=PVGIS-SARAH3&pvtechchoice=crystSi&mountingplace=free&usehorizon=1
45 | 60 | 3 | 94.98 | 3.06 | https://re.jrc.ec.europa.eu/api/v5_3/PVcalc?lat=30.0444&lon=31.2357&peakpower=1&loss=14&angle=45&aspect=-120&outputformat=json&raddatabase=PVGIS-SARAH3&pvtechchoice=crystSi&mountingplace=free&usehorizon=1
45 | 60 | 4 | 115.33 | 3.84 | https://re.jrc.ec.europa.eu/api/v5_3/PVcalc?lat=30.0444&lon=31.2357&peakpower=1&loss=14&angle=45&aspect=-120&outputformat=json&raddatabase=PVGIS-SARAH3&pvtechchoice=crystSi&mountingplace=free&usehorizon=1
45 | 60 | 5 | 136.92 | 4.42 | https://re.jrc.ec.europa.eu/api/v5_3/PVcalc?lat=30.0444&lon=31.2357&peakpower=1&loss=14&angle=45&aspect=-120&outputformat=json&raddatabase=PVGIS-SARAH3&pvtechchoice=crystSi&mountingplace=free&usehorizon=1
45 | 60 | 6 | 142.04 | 4.73 | https://re.jrc.ec.europa.eu/api/v5_3/PVcalc?lat=30.0444&lon=31.2357&peakpower=1&loss=14&angle=45&aspect=-120&outputformat=json&raddatabase=PVGIS-SARAH3&pvtechchoice=crystSi&mountingplace=free&usehorizon=1
45 | 60 | 7 | 140.06 | 4.52 | https://re.jrc.ec.europa.eu/api/v5_3/PVcalc?lat=30.0444&lon=31.2357&peakpower=1&loss=14&angle=45&aspect=-120&outputformat=json&raddatabase=PVGIS-SARAH3&pvtechchoice=crystSi&mountingplace=free&usehorizon=1
45 | 60 | 8 | 124.61 | 4.02 | https://re.jrc.ec.europa.eu/api/v5_3/PVcalc?lat=30.0444&lon=31.2357&peakpower=1&loss=14&angle=45&aspect=-120&outputformat=json&raddatabase=PVGIS-SARAH3&pvtechchoice=crystSi&mountingplace=free&usehorizon=1
45 | 60 | 9 | 97.94 | 3.26 | https://re.jrc.ec.europa.eu/api/v5_3/PVcalc?lat=30.0444&lon=31.2357&peakpower=1&loss=14&angle=45&aspect=-120&outputformat=json&raddatabase=PVGIS-SARAH3&pvtechchoice=crystSi&mountingplace=free&usehorizon=1
45 | 60 | 10 | 76.42 | 2.47 | https://re.jrc.ec.europa.eu/api/v5_3/PVcalc?lat=30.0444&lon=31.2357&peakpower=1&loss=14&angle=45&aspect=-120&outputformat=json&raddatabase=PVGIS-SARAH3&pvtechchoice=crystSi&mountingplace=free&usehorizon=1
45 | 60 | 11 | 53.92 | 1.8 | https://re.jrc.ec.europa.eu/api/v5_3/PVcalc?lat=30.0444&lon=31.2357&peakpower=1&loss=14&angle=45&aspect=-120&outputformat=json&raddatabase=PVGIS-SARAH3&pvtechchoice=crystSi&mountingplace=free&usehorizon=1
45 | 60 | 12 | 44.97 | 1.45 | https://re.jrc.ec.europa.eu/api/v5_3/PVcalc?lat=30.0444&lon=31.2357&peakpower=1&loss=14&angle=45&aspect=-120&outputformat=json&raddatabase=PVGIS-SARAH3&pvtechchoice=crystSi&mountingplace=free&usehorizon=1
45 | 75 | 1 | 64.86 | 2.09 | https://re.jrc.ec.europa.eu/api/v5_3/PVcalc?lat=30.0444&lon=31.2357&peakpower=1&loss=14&angle=45&aspect=-105&outputformat=json&raddatabase=PVGIS-SARAH3&pvtechchoice=crystSi&mountingplace=free&usehorizon=1
45 | 75 | 2 | 76.98 | 2.75 | https://re.jrc.ec.europa.eu/api/v5_3/PVcalc?lat=30.0444&lon=31.2357&peakpower=1&loss=14&angle=45&aspect=-105&outputformat=json&raddatabase=PVGIS-SARAH3&pvtechchoice=crystSi&mountingplace=free&usehorizon=1
45 | 75 | 3 | 107.36 | 3.46 | https://re.jrc.ec.europa.eu/api/v5_3/PVcalc?lat=30.0444&lon=31.2357&peakpower=1&loss=14&angle=45&aspect=-105&outputformat=json&raddatabase=PVGIS-SARAH3&pvtechchoice=crystSi&mountingplace=free&usehorizon=1
45 | 75 | 4 | 123.43 | 4.11 | https://re.jrc.ec.europa.eu/api/v5_3/PVcalc?lat=30.0444&lon=31.2357&peakpower=1&loss=14&angle=45&aspect=-105&outputformat=json&raddatabase=PVGIS-SARAH3&pvtechchoice=crystSi&mountingplace=free&usehorizon=1
45 | 75 | 5 | 141.56 | 4.57 | https://re.jrc.ec.europa.eu/api/v5_3/PVcalc?lat=30.0444&lon=31.2357&peakpower=1&loss=14&angle=45&aspect=-105&outputformat=json&raddatabase=PVGIS-SARAH3&pvtechchoice=crystSi&mountingplace=free&usehorizon=1
45 | 75 | 6 | 144.02 | 4.8 | https://re.jrc.ec.europa.eu/api/v5_3/PVcalc?lat=30.0444&lon=31.2357&peakpower=1&loss=14&angle=45&aspect=-105&outputformat=json&raddatabase=PVGIS-SARAH3&pvtechchoice=crystSi&mountingplace=free&usehorizon=1
45 | 75 | 7 | 143.15 | 4.62 | https://re.jrc.ec.europa.eu/api/v5_3/PVcalc?lat=30.0444&lon=31.2357&peakpower=1&loss=14&angle=45&aspect=-105&outputformat=json&raddatabase=PVGIS-SARAH3&pvtechchoice=crystSi&mountingplace=free&usehorizon=1
45 | 75 | 8 | 131.94 | 4.26 | https://re.jrc.ec.europa.eu/api/v5_3/PVcalc?lat=30.0444&lon=31.2357&peakpower=1&loss=14&angle=45&aspect=-105&outputformat=json&raddatabase=PVGIS-SARAH3&pvtechchoice=crystSi&mountingplace=free&usehorizon=1
45 | 75 | 9 | 108.88 | 3.63 | https://re.jrc.ec.europa.eu/api/v5_3/PVcalc?lat=30.0444&lon=31.2357&peakpower=1&loss=14&angle=45&aspect=-105&outputformat=json&raddatabase=PVGIS-SARAH3&pvtechchoice=crystSi&mountingplace=free&usehorizon=1
45 | 75 | 10 | 91.22 | 2.94 | https://re.jrc.ec.europa.eu/api/v5_3/PVcalc?lat=30.0444&lon=31.2357&peakpower=1&loss=14&angle=45&aspect=-105&outputformat=json&raddatabase=PVGIS-SARAH3&pvtechchoice=crystSi&mountingplace=free&usehorizon=1
45 | 75 | 11 | 69.07 | 2.3 | https://re.jrc.ec.europa.eu/api/v5_3/PVcalc?lat=30.0444&lon=31.2357&peakpower=1&loss=14&angle=45&aspect=-105&outputformat=json&raddatabase=PVGIS-SARAH3&pvtechchoice=crystSi&mountingplace=free&usehorizon=1
45 | 75 | 12 | 60.44 | 1.95 | https://re.jrc.ec.europa.eu/api/v5_3/PVcalc?lat=30.0444&lon=31.2357&peakpower=1&loss=14&angle=45&aspect=-105&outputformat=json&raddatabase=PVGIS-SARAH3&pvtechchoice=crystSi&mountingplace=free&usehorizon=1
45 | 90 | 1 | 79.94 | 2.58 | https://re.jrc.ec.europa.eu/api/v5_3/PVcalc?lat=30.0444&lon=31.2357&peakpower=1&loss=14&angle=45&aspect=-90&outputformat=json&raddatabase=PVGIS-SARAH3&pvtechchoice=crystSi&mountingplace=free&usehorizon=1
45 | 90 | 2 | 89.49 | 3.2 | https://re.jrc.ec.europa.eu/api/v5_3/PVcalc?lat=30.0444&lon=31.2357&peakpower=1&loss=14&angle=45&aspect=-90&outputformat=json&raddatabase=PVGIS-SARAH3&pvtechchoice=crystSi&mountingplace=free&usehorizon=1
45 | 90 | 3 | 119.06 | 3.84 | https://re.jrc.ec.europa.eu/api/v5_3/PVcalc?lat=30.0444&lon=31.2357&peakpower=1&loss=14&angle=45&aspect=-90&outputformat=json&raddatabase=PVGIS-SARAH3&pvtechchoice=crystSi&mountingplace=free&usehorizon=1
45 | 90 | 4 | 130.56 | 4.35 | https://re.jrc.ec.europa.eu/api/v5_3/PVcalc?lat=30.0444&lon=31.2357&peakpower=1&loss=14&angle=45&aspect=-90&outputformat=json&raddatabase=PVGIS-SARAH3&pvtechchoice=crystSi&mountingplace=free&usehorizon=1
45 | 90 | 5 | 145.06 | 4.68 | https://re.jrc.ec.europa.eu/api/v5_3/PVcalc?lat=30.0444&lon=31.2357&peakpower=1&loss=14&angle=45&aspect=-90&outputformat=json&raddatabase=PVGIS-SARAH3&pvtechchoice=crystSi&mountingplace=free&usehorizon=1
45 | 90 | 6 | 145.16 | 4.84 | https://re.jrc.ec.europa.eu/api/v5_3/PVcalc?lat=30.0444&lon=31.2357&peakpower=1&loss=14&angle=45&aspect=-90&outputformat=json&raddatabase=PVGIS-SARAH3&pvtechchoice=crystSi&mountingplace=free&usehorizon=1
45 | 90 | 7 | 145.43 | 4.69 | https://re.jrc.ec.europa.eu/api/v5_3/PVcalc?lat=30.0444&lon=31.2357&peakpower=1&loss=14&angle=45&aspect=-90&outputformat=json&raddatabase=PVGIS-SARAH3&pvtechchoice=crystSi&mountingplace=free&usehorizon=1
45 | 90 | 8 | 137.96 | 4.45 | https://re.jrc.ec.europa.eu/api/v5_3/PVcalc?lat=30.0444&lon=31.2357&peakpower=1&loss=14&angle=45&aspect=-90&outputformat=json&raddatabase=PVGIS-SARAH3&pvtechchoice=crystSi&mountingplace=free&usehorizon=1
45 | 90 | 9 | 119.18 | 3.97 | https://re.jrc.ec.europa.eu/api/v5_3/PVcalc?lat=30.0444&lon=31.2357&peakpower=1&loss=14&angle=45&aspect=-90&outputformat=json&raddatabase=PVGIS-SARAH3&pvtechchoice=crystSi&mountingplace=free&usehorizon=1
45 | 90 | 10 | 104.78 | 3.38 | https://re.jrc.ec.europa.eu/api/v5_3/PVcalc?lat=30.0444&lon=31.2357&peakpower=1&loss=14&angle=45&aspect=-90&outputformat=json&raddatabase=PVGIS-SARAH3&pvtechchoice=crystSi&mountingplace=free&usehorizon=1
45 | 90 | 11 | 84.97 | 2.83 | https://re.jrc.ec.europa.eu/api/v5_3/PVcalc?lat=30.0444&lon=31.2357&peakpower=1&loss=14&angle=45&aspect=-90&outputformat=json&raddatabase=PVGIS-SARAH3&pvtechchoice=crystSi&mountingplace=free&usehorizon=1
45 | 90 | 12 | 77.07 | 2.49 | https://re.jrc.ec.europa.eu/api/v5_3/PVcalc?lat=30.0444&lon=31.2357&peakpower=1&loss=14&angle=45&aspect=-90&outputformat=json&raddatabase=PVGIS-SARAH3&pvtechchoice=crystSi&mountingplace=free&usehorizon=1
45 | 105 | 1 | 95.13 | 3.07 | https://re.jrc.ec.europa.eu/api/v5_3/PVcalc?lat=30.0444&lon=31.2357&peakpower=1&loss=14&angle=45&aspect=-75&outputformat=json&raddatabase=PVGIS-SARAH3&pvtechchoice=crystSi&mountingplace=free&usehorizon=1
45 | 105 | 2 | 101.3 | 3.62 | https://re.jrc.ec.europa.eu/api/v5_3/PVcalc?lat=30.0444&lon=31.2357&peakpower=1&loss=14&angle=45&aspect=-75&outputformat=json&raddatabase=PVGIS-SARAH3&pvtechchoice=crystSi&mountingplace=free&usehorizon=1
45 | 105 | 3 | 129.36 | 4.17 | https://re.jrc.ec.europa.eu/api/v5_3/PVcalc?lat=30.0444&lon=31.2357&peakpower=1&loss=14&angle=45&aspect=-75&outputformat=json&raddatabase=PVGIS-SARAH3&pvtechchoice=crystSi&mountingplace=free&usehorizon=1
45 | 105 | 4 | 136.38 | 4.55 | https://re.jrc.ec.europa.eu/api/v5_3/PVcalc?lat=30.0444&lon=31.2357&peakpower=1&loss=14&angle=45&aspect=-75&outputformat=json&raddatabase=PVGIS-SARAH3&pvtechchoice=crystSi&mountingplace=free&usehorizon=1
45 | 105 | 5 | 146.52 | 4.73 | https://re.jrc.ec.europa.eu/api/v5_3/PVcalc?lat=30.0444&lon=31.2357&peakpower=1&loss=14&angle=45&aspect=-75&outputformat=json&raddatabase=PVGIS-SARAH3&pvtechchoice=crystSi&mountingplace=free&usehorizon=1
45 | 105 | 6 | 145.09 | 4.84 | https://re.jrc.ec.europa.eu/api/v5_3/PVcalc?lat=30.0444&lon=31.2357&peakpower=1&loss=14&angle=45&aspect=-75&outputformat=json&raddatabase=PVGIS-SARAH3&pvtechchoice=crystSi&mountingplace=free&usehorizon=1
45 | 105 | 7 | 146.56 | 4.73 | https://re.jrc.ec.europa.eu/api/v5_3/PVcalc?lat=30.0444&lon=31.2357&peakpower=1&loss=14&angle=45&aspect=-75&outputformat=json&raddatabase=PVGIS-SARAH3&pvtechchoice=crystSi&mountingplace=free&usehorizon=1
45 | 105 | 8 | 142.18 | 4.59 | https://re.jrc.ec.europa.eu/api/v5_3/PVcalc?lat=30.0444&lon=31.2357&peakpower=1&loss=14&angle=45&aspect=-75&outputformat=json&raddatabase=PVGIS-SARAH3&pvtechchoice=crystSi&mountingplace=free&usehorizon=1
45 | 105 | 9 | 128.42 | 4.28 | https://re.jrc.ec.europa.eu/api/v5_3/PVcalc?lat=30.0444&lon=31.2357&peakpower=1&loss=14&angle=45&aspect=-75&outputformat=json&raddatabase=PVGIS-SARAH3&pvtechchoice=crystSi&mountingplace=free&usehorizon=1
45 | 105 | 10 | 117.74 | 3.8 | https://re.jrc.ec.europa.eu/api/v5_3/PVcalc?lat=30.0444&lon=31.2357&peakpower=1&loss=14&angle=45&aspect=-75&outputformat=json&raddatabase=PVGIS-SARAH3&pvtechchoice=crystSi&mountingplace=free&usehorizon=1
45 | 105 | 11 | 99.55 | 3.32 | https://re.jrc.ec.europa.eu/api/v5_3/PVcalc?lat=30.0444&lon=31.2357&peakpower=1&loss=14&angle=45&aspect=-75&outputformat=json&raddatabase=PVGIS-SARAH3&pvtechchoice=crystSi&mountingplace=free&usehorizon=1
45 | 105 | 12 | 92.8 | 2.99 | https://re.jrc.ec.europa.eu/api/v5_3/PVcalc?lat=30.0444&lon=31.2357&peakpower=1&loss=14&angle=45&aspect=-75&outputformat=json&raddatabase=PVGIS-SARAH3&pvtechchoice=crystSi&mountingplace=free&usehorizon=1
45 | 120 | 1 | 108.95 | 3.51 | https://re.jrc.ec.europa.eu/api/v5_3/PVcalc?lat=30.0444&lon=31.2357&peakpower=1&loss=14&angle=45&aspect=-60&outputformat=json&raddatabase=PVGIS-SARAH3&pvtechchoice=crystSi&mountingplace=free&usehorizon=1
45 | 120 | 2 | 111.55 | 3.98 | https://re.jrc.ec.europa.eu/api/v5_3/PVcalc?lat=30.0444&lon=31.2357&peakpower=1&loss=14&angle=45&aspect=-60&outputformat=json&raddatabase=PVGIS-SARAH3&pvtechchoice=crystSi&mountingplace=free&usehorizon=1
45 | 120 | 3 | 137.94 | 4.45 | https://re.jrc.ec.europa.eu/api/v5_3/PVcalc?lat=30.0444&lon=31.2357&peakpower=1&loss=14&angle=45&aspect=-60&outputformat=json&raddatabase=PVGIS-SARAH3&pvtechchoice=crystSi&mountingplace=free&usehorizon=1
45 | 120 | 4 | 140.41 | 4.68 | https://re.jrc.ec.europa.eu/api/v5_3/PVcalc?lat=30.0444&lon=31.2357&peakpower=1&loss=14&angle=45&aspect=-60&outputformat=json&raddatabase=PVGIS-SARAH3&pvtechchoice=crystSi&mountingplace=free&usehorizon=1
45 | 120 | 5 | 147.01 | 4.74 | https://re.jrc.ec.europa.eu/api/v5_3/PVcalc?lat=30.0444&lon=31.2357&peakpower=1&loss=14&angle=45&aspect=-60&outputformat=json&raddatabase=PVGIS-SARAH3&pvtechchoice=crystSi&mountingplace=free&usehorizon=1
45 | 120 | 6 | 143.87 | 4.8 | https://re.jrc.ec.europa.eu/api/v5_3/PVcalc?lat=30.0444&lon=31.2357&peakpower=1&loss=14&angle=45&aspect=-60&outputformat=json&raddatabase=PVGIS-SARAH3&pvtechchoice=crystSi&mountingplace=free&usehorizon=1
45 | 120 | 7 | 146.61 | 4.73 | https://re.jrc.ec.europa.eu/api/v5_3/PVcalc?lat=30.0444&lon=31.2357&peakpower=1&loss=14&angle=45&aspect=-60&outputformat=json&raddatabase=PVGIS-SARAH3&pvtechchoice=crystSi&mountingplace=free&usehorizon=1
45 | 120 | 8 | 145.57 | 4.7 | https://re.jrc.ec.europa.eu/api/v5_3/PVcalc?lat=30.0444&lon=31.2357&peakpower=1&loss=14&angle=45&aspect=-60&outputformat=json&raddatabase=PVGIS-SARAH3&pvtechchoice=crystSi&mountingplace=free&usehorizon=1
45 | 120 | 9 | 135.57 | 4.52 | https://re.jrc.ec.europa.eu/api/v5_3/PVcalc?lat=30.0444&lon=31.2357&peakpower=1&loss=14&angle=45&aspect=-60&outputformat=json&raddatabase=PVGIS-SARAH3&pvtechchoice=crystSi&mountingplace=free&usehorizon=1
45 | 120 | 10 | 129.46 | 4.18 | https://re.jrc.ec.europa.eu/api/v5_3/PVcalc?lat=30.0444&lon=31.2357&peakpower=1&loss=14&angle=45&aspect=-60&outputformat=json&raddatabase=PVGIS-SARAH3&pvtechchoice=crystSi&mountingplace=free&usehorizon=1
45 | 120 | 11 | 113.77 | 3.79 | https://re.jrc.ec.europa.eu/api/v5_3/PVcalc?lat=30.0444&lon=31.2357&peakpower=1&loss=14&angle=45&aspect=-60&outputformat=json&raddatabase=PVGIS-SARAH3&pvtechchoice=crystSi&mountingplace=free&usehorizon=1
45 | 120 | 12 | 107.79 | 3.48 | https://re.jrc.ec.europa.eu/api/v5_3/PVcalc?lat=30.0444&lon=31.2357&peakpower=1&loss=14&angle=45&aspect=-60&outputformat=json&raddatabase=PVGIS-SARAH3&pvtechchoice=crystSi&mountingplace=free&usehorizon=1
45 | 135 | 1 | 121.54 | 3.92 | https://re.jrc.ec.europa.eu/api/v5_3/PVcalc?lat=30.0444&lon=31.2357&peakpower=1&loss=14&angle=45&aspect=-45&outputformat=json&raddatabase=PVGIS-SARAH3&pvtechchoice=crystSi&mountingplace=free&usehorizon=1
45 | 135 | 2 | 120.5 | 4.3 | https://re.jrc.ec.europa.eu/api/v5_3/PVcalc?lat=30.0444&lon=31.2357&peakpower=1&loss=14&angle=45&aspect=-45&outputformat=json&raddatabase=PVGIS-SARAH3&pvtechchoice=crystSi&mountingplace=free&usehorizon=1
45 | 135 | 3 | 145.78 | 4.7 | https://re.jrc.ec.europa.eu/api/v5_3/PVcalc?lat=30.0444&lon=31.2357&peakpower=1&loss=14&angle=45&aspect=-45&outputformat=json&raddatabase=PVGIS-SARAH3&pvtechchoice=crystSi&mountingplace=free&usehorizon=1
45 | 135 | 4 | 144.27 | 4.81 | https://re.jrc.ec.europa.eu/api/v5_3/PVcalc?lat=30.0444&lon=31.2357&peakpower=1&loss=14&angle=45&aspect=-45&outputformat=json&raddatabase=PVGIS-SARAH3&pvtechchoice=crystSi&mountingplace=free&usehorizon=1
45 | 135 | 5 | 146.83 | 4.74 | https://re.jrc.ec.europa.eu/api/v5_3/PVcalc?lat=30.0444&lon=31.2357&peakpower=1&loss=14&angle=45&aspect=-45&outputformat=json&raddatabase=PVGIS-SARAH3&pvtechchoice=crystSi&mountingplace=free&usehorizon=1
45 | 135 | 6 | 141.77 | 4.73 | https://re.jrc.ec.europa.eu/api/v5_3/PVcalc?lat=30.0444&lon=31.2357&peakpower=1&loss=14&angle=45&aspect=-45&outputformat=json&raddatabase=PVGIS-SARAH3&pvtechchoice=crystSi&mountingplace=free&usehorizon=1
45 | 135 | 7 | 145.74 | 4.7 | https://re.jrc.ec.europa.eu/api/v5_3/PVcalc?lat=30.0444&lon=31.2357&peakpower=1&loss=14&angle=45&aspect=-45&outputformat=json&raddatabase=PVGIS-SARAH3&pvtechchoice=crystSi&mountingplace=free&usehorizon=1
45 | 135 | 8 | 148.14 | 4.78 | https://re.jrc.ec.europa.eu/api/v5_3/PVcalc?lat=30.0444&lon=31.2357&peakpower=1&loss=14&angle=45&aspect=-45&outputformat=json&raddatabase=PVGIS-SARAH3&pvtechchoice=crystSi&mountingplace=free&usehorizon=1
45 | 135 | 9 | 142.73 | 4.76 | https://re.jrc.ec.europa.eu/api/v5_3/PVcalc?lat=30.0444&lon=31.2357&peakpower=1&loss=14&angle=45&aspect=-45&outputformat=json&raddatabase=PVGIS-SARAH3&pvtechchoice=crystSi&mountingplace=free&usehorizon=1
45 | 135 | 10 | 139.88 | 4.51 | https://re.jrc.ec.europa.eu/api/v5_3/PVcalc?lat=30.0444&lon=31.2357&peakpower=1&loss=14&angle=45&aspect=-45&outputformat=json&raddatabase=PVGIS-SARAH3&pvtechchoice=crystSi&mountingplace=free&usehorizon=1
45 | 135 | 11 | 126.3 | 4.21 | https://re.jrc.ec.europa.eu/api/v5_3/PVcalc?lat=30.0444&lon=31.2357&peakpower=1&loss=14&angle=45&aspect=-45&outputformat=json&raddatabase=PVGIS-SARAH3&pvtechchoice=crystSi&mountingplace=free&usehorizon=1
45 | 135 | 12 | 121.56 | 3.92 | https://re.jrc.ec.europa.eu/api/v5_3/PVcalc?lat=30.0444&lon=31.2357&peakpower=1&loss=14&angle=45&aspect=-45&outputformat=json&raddatabase=PVGIS-SARAH3&pvtechchoice=crystSi&mountingplace=free&usehorizon=1
45 | 150 | 1 | 132.16 | 4.26 | https://re.jrc.ec.europa.eu/api/v5_3/PVcalc?lat=30.0444&lon=31.2357&peakpower=1&loss=14&angle=45&aspect=-30&outputformat=json&raddatabase=PVGIS-SARAH3&pvtechchoice=crystSi&mountingplace=free&usehorizon=1
45 | 150 | 2 | 128.07 | 4.57 | https://re.jrc.ec.europa.eu/api/v5_3/PVcalc?lat=30.0444&lon=31.2357&peakpower=1&loss=14&angle=45&aspect=-30&outputformat=json&raddatabase=PVGIS-SARAH3&pvtechchoice=crystSi&mountingplace=free&usehorizon=1
45 | 150 | 3 | 151.98 | 4.9 | https://re.jrc.ec.europa.eu/api/v5_3/PVcalc?lat=30.0444&lon=31.2357&peakpower=1&loss=14&angle=45&aspect=-30&outputformat=json&raddatabase=PVGIS-SARAH3&pvtechchoice=crystSi&mountingplace=free&usehorizon=1
45 | 150 | 4 | 146.44 | 4.88 | https://re.jrc.ec.europa.eu/api/v5_3/PVcalc?lat=30.0444&lon=31.2357&peakpower=1&loss=14&angle=45&aspect=-30&outputformat=json&raddatabase=PVGIS-SARAH3&pvtechchoice=crystSi&mountingplace=free&usehorizon=1
45 | 150 | 5 | 145.09 | 4.68 | https://re.jrc.ec.europa.eu/api/v5_3/PVcalc?lat=30.0444&lon=31.2357&peakpower=1&loss=14&angle=45&aspect=-30&outputformat=json&raddatabase=PVGIS-SARAH3&pvtechchoice=crystSi&mountingplace=free&usehorizon=1
45 | 150 | 6 | 138.27 | 4.61 | https://re.jrc.ec.europa.eu/api/v5_3/PVcalc?lat=30.0444&lon=31.2357&peakpower=1&loss=14&angle=45&aspect=-30&outputformat=json&raddatabase=PVGIS-SARAH3&pvtechchoice=crystSi&mountingplace=free&usehorizon=1
45 | 150 | 7 | 143.45 | 4.63 | https://re.jrc.ec.europa.eu/api/v5_3/PVcalc?lat=30.0444&lon=31.2357&peakpower=1&loss=14&angle=45&aspect=-30&outputformat=json&raddatabase=PVGIS-SARAH3&pvtechchoice=crystSi&mountingplace=free&usehorizon=1
45 | 150 | 8 | 149.03 | 4.81 | https://re.jrc.ec.europa.eu/api/v5_3/PVcalc?lat=30.0444&lon=31.2357&peakpower=1&loss=14&angle=45&aspect=-30&outputformat=json&raddatabase=PVGIS-SARAH3&pvtechchoice=crystSi&mountingplace=free&usehorizon=1
45 | 150 | 9 | 148.01 | 4.93 | https://re.jrc.ec.europa.eu/api/v5_3/PVcalc?lat=30.0444&lon=31.2357&peakpower=1&loss=14&angle=45&aspect=-30&outputformat=json&raddatabase=PVGIS-SARAH3&pvtechchoice=crystSi&mountingplace=free&usehorizon=1
45 | 150 | 10 | 148.53 | 4.79 | https://re.jrc.ec.europa.eu/api/v5_3/PVcalc?lat=30.0444&lon=31.2357&peakpower=1&loss=14&angle=45&aspect=-30&outputformat=json&raddatabase=PVGIS-SARAH3&pvtechchoice=crystSi&mountingplace=free&usehorizon=1
45 | 150 | 11 | 136.75 | 4.56 | https://re.jrc.ec.europa.eu/api/v5_3/PVcalc?lat=30.0444&lon=31.2357&peakpower=1&loss=14&angle=45&aspect=-30&outputformat=json&raddatabase=PVGIS-SARAH3&pvtechchoice=crystSi&mountingplace=free&usehorizon=1
45 | 150 | 12 | 132.6 | 4.28 | https://re.jrc.ec.europa.eu/api/v5_3/PVcalc?lat=30.0444&lon=31.2357&peakpower=1&loss=14&angle=45&aspect=-30&outputformat=json&raddatabase=PVGIS-SARAH3&pvtechchoice=crystSi&mountingplace=free&usehorizon=1
45 | 165 | 1 | 139.1 | 4.49 | https://re.jrc.ec.europa.eu/api/v5_3/PVcalc?lat=30.0444&lon=31.2357&peakpower=1&loss=14&angle=45&aspect=-15&outputformat=json&raddatabase=PVGIS-SARAH3&pvtechchoice=crystSi&mountingplace=free&usehorizon=1
45 | 165 | 2 | 132.92 | 4.75 | https://re.jrc.ec.europa.eu/api/v5_3/PVcalc?lat=30.0444&lon=31.2357&peakpower=1&loss=14&angle=45&aspect=-15&outputformat=json&raddatabase=PVGIS-SARAH3&pvtechchoice=crystSi&mountingplace=free&usehorizon=1
45 | 165 | 3 | 156.63 | 5.05 | https://re.jrc.ec.europa.eu/api/v5_3/PVcalc?lat=30.0444&lon=31.2357&peakpower=1&loss=14&angle=45&aspect=-15&outputformat=json&raddatabase=PVGIS-SARAH3&pvtechchoice=crystSi&mountingplace=free&usehorizon=1
45 | 165 | 4 | 148.62 | 4.95 | https://re.jrc.ec.europa.eu/api/v5_3/PVcalc?lat=30.0444&lon=31.2357&peakpower=1&loss=14&angle=45&aspect=-15&outputformat=json&raddatabase=PVGIS-SARAH3&pvtechchoice=crystSi&mountingplace=free&usehorizon=1
45 | 165 | 5 | 144.14 | 4.65 | https://re.jrc.ec.europa.eu/api/v5_3/PVcalc?lat=30.0444&lon=31.2357&peakpower=1&loss=14&angle=45&aspect=-15&outputformat=json&raddatabase=PVGIS-SARAH3&pvtechchoice=crystSi&mountingplace=free&usehorizon=1
45 | 165 | 6 | 136.05 | 4.54 | https://re.jrc.ec.europa.eu/api/v5_3/PVcalc?lat=30.0444&lon=31.2357&peakpower=1&loss=14&angle=45&aspect=-15&outputformat=json&raddatabase=PVGIS-SARAH3&pvtechchoice=crystSi&mountingplace=free&usehorizon=1
45 | 165 | 7 | 142.45 | 4.6 | https://re.jrc.ec.europa.eu/api/v5_3/PVcalc?lat=30.0444&lon=31.2357&peakpower=1&loss=14&angle=45&aspect=-15&outputformat=json&raddatabase=PVGIS-SARAH3&pvtechchoice=crystSi&mountingplace=free&usehorizon=1
45 | 165 | 8 | 150.46 | 4.85 | https://re.jrc.ec.europa.eu/api/v5_3/PVcalc?lat=30.0444&lon=31.2357&peakpower=1&loss=14&angle=45&aspect=-15&outputformat=json&raddatabase=PVGIS-SARAH3&pvtechchoice=crystSi&mountingplace=free&usehorizon=1
45 | 165 | 9 | 152.86 | 5.1 | https://re.jrc.ec.europa.eu/api/v5_3/PVcalc?lat=30.0444&lon=31.2357&peakpower=1&loss=14&angle=45&aspect=-15&outputformat=json&raddatabase=PVGIS-SARAH3&pvtechchoice=crystSi&mountingplace=free&usehorizon=1
45 | 165 | 10 | 155.34 | 5.01 | https://re.jrc.ec.europa.eu/api/v5_3/PVcalc?lat=30.0444&lon=31.2357&peakpower=1&loss=14&angle=45&aspect=-15&outputformat=json&raddatabase=PVGIS-SARAH3&pvtechchoice=crystSi&mountingplace=free&usehorizon=1
45 | 165 | 11 | 144.03 | 4.8 | https://re.jrc.ec.europa.eu/api/v5_3/PVcalc?lat=30.0444&lon=31.2357&peakpower=1&loss=14&angle=45&aspect=-15&outputformat=json&raddatabase=PVGIS-SARAH3&pvtechchoice=crystSi&mountingplace=free&usehorizon=1
45 | 165 | 12 | 139.9 | 4.51 | https://re.jrc.ec.europa.eu/api/v5_3/PVcalc?lat=30.0444&lon=31.2357&peakpower=1&loss=14&angle=45&aspect=-15&outputformat=json&raddatabase=PVGIS-SARAH3&pvtechchoice=crystSi&mountingplace=free&usehorizon=1
45 | 180 | 1 | 141.18 | 4.55 | https://re.jrc.ec.europa.eu/api/v5_3/PVcalc?lat=30.0444&lon=31.2357&peakpower=1&loss=14&angle=45&aspect=0&outputformat=json&raddatabase=PVGIS-SARAH3&pvtechchoice=crystSi&mountingplace=free&usehorizon=1
45 | 180 | 2 | 134.37 | 4.8 | https://re.jrc.ec.europa.eu/api/v5_3/PVcalc?lat=30.0444&lon=31.2357&peakpower=1&loss=14&angle=45&aspect=0&outputformat=json&raddatabase=PVGIS-SARAH3&pvtechchoice=crystSi&mountingplace=free&usehorizon=1
45 | 180 | 3 | 159.25 | 5.14 | https://re.jrc.ec.europa.eu/api/v5_3/PVcalc?lat=30.0444&lon=31.2357&peakpower=1&loss=14&angle=45&aspect=0&outputformat=json&raddatabase=PVGIS-SARAH3&pvtechchoice=crystSi&mountingplace=free&usehorizon=1
45 | 180 | 4 | 149.96 | 5 | https://re.jrc.ec.europa.eu/api/v5_3/PVcalc?lat=30.0444&lon=31.2357&peakpower=1&loss=14&angle=45&aspect=0&outputformat=json&raddatabase=PVGIS-SARAH3&pvtechchoice=crystSi&mountingplace=free&usehorizon=1
45 | 180 | 5 | 143.59 | 4.63 | https://re.jrc.ec.europa.eu/api/v5_3/PVcalc?lat=30.0444&lon=31.2357&peakpower=1&loss=14&angle=45&aspect=0&outputformat=json&raddatabase=PVGIS-SARAH3&pvtechchoice=crystSi&mountingplace=free&usehorizon=1
45 | 180 | 6 | 135.06 | 4.5 | https://re.jrc.ec.europa.eu/api/v5_3/PVcalc?lat=30.0444&lon=31.2357&peakpower=1&loss=14&angle=45&aspect=0&outputformat=json&raddatabase=PVGIS-SARAH3&pvtechchoice=crystSi&mountingplace=free&usehorizon=1
45 | 180 | 7 | 142.26 | 4.59 | https://re.jrc.ec.europa.eu/api/v5_3/PVcalc?lat=30.0444&lon=31.2357&peakpower=1&loss=14&angle=45&aspect=0&outputformat=json&raddatabase=PVGIS-SARAH3&pvtechchoice=crystSi&mountingplace=free&usehorizon=1
45 | 180 | 8 | 151.67 | 4.89 | https://re.jrc.ec.europa.eu/api/v5_3/PVcalc?lat=30.0444&lon=31.2357&peakpower=1&loss=14&angle=45&aspect=0&outputformat=json&raddatabase=PVGIS-SARAH3&pvtechchoice=crystSi&mountingplace=free&usehorizon=1
45 | 180 | 9 | 155.82 | 5.19 | https://re.jrc.ec.europa.eu/api/v5_3/PVcalc?lat=30.0444&lon=31.2357&peakpower=1&loss=14&angle=45&aspect=0&outputformat=json&raddatabase=PVGIS-SARAH3&pvtechchoice=crystSi&mountingplace=free&usehorizon=1
45 | 180 | 10 | 158.17 | 5.1 | https://re.jrc.ec.europa.eu/api/v5_3/PVcalc?lat=30.0444&lon=31.2357&peakpower=1&loss=14&angle=45&aspect=0&outputformat=json&raddatabase=PVGIS-SARAH3&pvtechchoice=crystSi&mountingplace=free&usehorizon=1
45 | 180 | 11 | 146.46 | 4.88 | https://re.jrc.ec.europa.eu/api/v5_3/PVcalc?lat=30.0444&lon=31.2357&peakpower=1&loss=14&angle=45&aspect=0&outputformat=json&raddatabase=PVGIS-SARAH3&pvtechchoice=crystSi&mountingplace=free&usehorizon=1
45 | 180 | 12 | 142.09 | 4.58 | https://re.jrc.ec.europa.eu/api/v5_3/PVcalc?lat=30.0444&lon=31.2357&peakpower=1&loss=14&angle=45&aspect=0&outputformat=json&raddatabase=PVGIS-SARAH3&pvtechchoice=crystSi&mountingplace=free&usehorizon=1
45 | 195 | 1 | 138.21 | 4.46 | https://re.jrc.ec.europa.eu/api/v5_3/PVcalc?lat=30.0444&lon=31.2357&peakpower=1&loss=14&angle=45&aspect=15&outputformat=json&raddatabase=PVGIS-SARAH3&pvtechchoice=crystSi&mountingplace=free&usehorizon=1
45 | 195 | 2 | 131.75 | 4.71 | https://re.jrc.ec.europa.eu/api/v5_3/PVcalc?lat=30.0444&lon=31.2357&peakpower=1&loss=14&angle=45&aspect=15&outputformat=json&raddatabase=PVGIS-SARAH3&pvtechchoice=crystSi&mountingplace=free&usehorizon=1
45 | 195 | 3 | 158.32 | 5.11 | https://re.jrc.ec.europa.eu/api/v5_3/PVcalc?lat=30.0444&lon=31.2357&peakpower=1&loss=14&angle=45&aspect=15&outputformat=json&raddatabase=PVGIS-SARAH3&pvtechchoice=crystSi&mountingplace=free&usehorizon=1
45 | 195 | 4 | 150.55 | 5.02 | https://re.jrc.ec.europa.eu/api/v5_3/PVcalc?lat=30.0444&lon=31.2357&peakpower=1&loss=14&angle=45&aspect=15&outputformat=json&raddatabase=PVGIS-SARAH3&pvtechchoice=crystSi&mountingplace=free&usehorizon=1
45 | 195 | 5 | 144.88 | 4.67 | https://re.jrc.ec.europa.eu/api/v5_3/PVcalc?lat=30.0444&lon=31.2357&peakpower=1&loss=14&angle=45&aspect=15&outputformat=json&raddatabase=PVGIS-SARAH3&pvtechchoice=crystSi&mountingplace=free&usehorizon=1
45 | 195 | 6 | 137.02 | 4.57 | https://re.jrc.ec.europa.eu/api/v5_3/PVcalc?lat=30.0444&lon=31.2357&peakpower=1&loss=14&angle=45&aspect=15&outputformat=json&raddatabase=PVGIS-SARAH3&pvtechchoice=crystSi&mountingplace=free&usehorizon=1
45 | 195 | 7 | 144.48 | 4.66 | https://re.jrc.ec.europa.eu/api/v5_3/PVcalc?lat=30.0444&lon=31.2357&peakpower=1&loss=14&angle=45&aspect=15&outputformat=json&raddatabase=PVGIS-SARAH3&pvtechchoice=crystSi&mountingplace=free&usehorizon=1
45 | 195 | 8 | 153.29 | 4.94 | https://re.jrc.ec.europa.eu/api/v5_3/PVcalc?lat=30.0444&lon=31.2357&peakpower=1&loss=14&angle=45&aspect=15&outputformat=json&raddatabase=PVGIS-SARAH3&pvtechchoice=crystSi&mountingplace=free&usehorizon=1
45 | 195 | 9 | 156.26 | 5.21 | https://re.jrc.ec.europa.eu/api/v5_3/PVcalc?lat=30.0444&lon=31.2357&peakpower=1&loss=14&angle=45&aspect=15&outputformat=json&raddatabase=PVGIS-SARAH3&pvtechchoice=crystSi&mountingplace=free&usehorizon=1
45 | 195 | 10 | 156.32 | 5.04 | https://re.jrc.ec.europa.eu/api/v5_3/PVcalc?lat=30.0444&lon=31.2357&peakpower=1&loss=14&angle=45&aspect=15&outputformat=json&raddatabase=PVGIS-SARAH3&pvtechchoice=crystSi&mountingplace=free&usehorizon=1
45 | 195 | 11 | 143.64 | 4.79 | https://re.jrc.ec.europa.eu/api/v5_3/PVcalc?lat=30.0444&lon=31.2357&peakpower=1&loss=14&angle=45&aspect=15&outputformat=json&raddatabase=PVGIS-SARAH3&pvtechchoice=crystSi&mountingplace=free&usehorizon=1
45 | 195 | 12 | 138.95 | 4.48 | https://re.jrc.ec.europa.eu/api/v5_3/PVcalc?lat=30.0444&lon=31.2357&peakpower=1&loss=14&angle=45&aspect=15&outputformat=json&raddatabase=PVGIS-SARAH3&pvtechchoice=crystSi&mountingplace=free&usehorizon=1
45 | 210 | 1 | 130.42 | 4.21 | https://re.jrc.ec.europa.eu/api/v5_3/PVcalc?lat=30.0444&lon=31.2357&peakpower=1&loss=14&angle=45&aspect=30&outputformat=json&raddatabase=PVGIS-SARAH3&pvtechchoice=crystSi&mountingplace=free&usehorizon=1
45 | 210 | 2 | 125.69 | 4.49 | https://re.jrc.ec.europa.eu/api/v5_3/PVcalc?lat=30.0444&lon=31.2357&peakpower=1&loss=14&angle=45&aspect=30&outputformat=json&raddatabase=PVGIS-SARAH3&pvtechchoice=crystSi&mountingplace=free&usehorizon=1
45 | 210 | 3 | 154.66 | 4.99 | https://re.jrc.ec.europa.eu/api/v5_3/PVcalc?lat=30.0444&lon=31.2357&peakpower=1&loss=14&angle=45&aspect=30&outputformat=json&raddatabase=PVGIS-SARAH3&pvtechchoice=crystSi&mountingplace=free&usehorizon=1
45 | 210 | 4 | 150.17 | 5.01 | https://re.jrc.ec.europa.eu/api/v5_3/PVcalc?lat=30.0444&lon=31.2357&peakpower=1&loss=14&angle=45&aspect=30&outputformat=json&raddatabase=PVGIS-SARAH3&pvtechchoice=crystSi&mountingplace=free&usehorizon=1
45 | 210 | 5 | 147.55 | 4.76 | https://re.jrc.ec.europa.eu/api/v5_3/PVcalc?lat=30.0444&lon=31.2357&peakpower=1&loss=14&angle=45&aspect=30&outputformat=json&raddatabase=PVGIS-SARAH3&pvtechchoice=crystSi&mountingplace=free&usehorizon=1
45 | 210 | 6 | 142.08 | 4.74 | https://re.jrc.ec.europa.eu/api/v5_3/PVcalc?lat=30.0444&lon=31.2357&peakpower=1&loss=14&angle=45&aspect=30&outputformat=json&raddatabase=PVGIS-SARAH3&pvtechchoice=crystSi&mountingplace=free&usehorizon=1
45 | 210 | 7 | 149.24 | 4.81 | https://re.jrc.ec.europa.eu/api/v5_3/PVcalc?lat=30.0444&lon=31.2357&peakpower=1&loss=14&angle=45&aspect=30&outputformat=json&raddatabase=PVGIS-SARAH3&pvtechchoice=crystSi&mountingplace=free&usehorizon=1
45 | 210 | 8 | 155.21 | 5.01 | https://re.jrc.ec.europa.eu/api/v5_3/PVcalc?lat=30.0444&lon=31.2357&peakpower=1&loss=14&angle=45&aspect=30&outputformat=json&raddatabase=PVGIS-SARAH3&pvtechchoice=crystSi&mountingplace=free&usehorizon=1
45 | 210 | 9 | 154.24 | 5.14 | https://re.jrc.ec.europa.eu/api/v5_3/PVcalc?lat=30.0444&lon=31.2357&peakpower=1&loss=14&angle=45&aspect=30&outputformat=json&raddatabase=PVGIS-SARAH3&pvtechchoice=crystSi&mountingplace=free&usehorizon=1
45 | 210 | 10 | 150.22 | 4.85 | https://re.jrc.ec.europa.eu/api/v5_3/PVcalc?lat=30.0444&lon=31.2357&peakpower=1&loss=14&angle=45&aspect=30&outputformat=json&raddatabase=PVGIS-SARAH3&pvtechchoice=crystSi&mountingplace=free&usehorizon=1
45 | 210 | 11 | 135.97 | 4.53 | https://re.jrc.ec.europa.eu/api/v5_3/PVcalc?lat=30.0444&lon=31.2357&peakpower=1&loss=14&angle=45&aspect=30&outputformat=json&raddatabase=PVGIS-SARAH3&pvtechchoice=crystSi&mountingplace=free&usehorizon=1
45 | 210 | 12 | 130.78 | 4.22 | https://re.jrc.ec.europa.eu/api/v5_3/PVcalc?lat=30.0444&lon=31.2357&peakpower=1&loss=14&angle=45&aspect=30&outputformat=json&raddatabase=PVGIS-SARAH3&pvtechchoice=crystSi&mountingplace=free&usehorizon=1
45 | 225 | 1 | 118.73 | 3.83 | https://re.jrc.ec.europa.eu/api/v5_3/PVcalc?lat=30.0444&lon=31.2357&peakpower=1&loss=14&angle=45&aspect=45&outputformat=json&raddatabase=PVGIS-SARAH3&pvtechchoice=crystSi&mountingplace=free&usehorizon=1
45 | 225 | 2 | 116.99 | 4.18 | https://re.jrc.ec.europa.eu/api/v5_3/PVcalc?lat=30.0444&lon=31.2357&peakpower=1&loss=14&angle=45&aspect=45&outputformat=json&raddatabase=PVGIS-SARAH3&pvtechchoice=crystSi&mountingplace=free&usehorizon=1
45 | 225 | 3 | 148.53 | 4.79 | https://re.jrc.ec.europa.eu/api/v5_3/PVcalc?lat=30.0444&lon=31.2357&peakpower=1&loss=14&angle=45&aspect=45&outputformat=json&raddatabase=PVGIS-SARAH3&pvtechchoice=crystSi&mountingplace=free&usehorizon=1
45 | 225 | 4 | 148.12 | 4.94 | https://re.jrc.ec.europa.eu/api/v5_3/PVcalc?lat=30.0444&lon=31.2357&peakpower=1&loss=14&angle=45&aspect=45&outputformat=json&raddatabase=PVGIS-SARAH3&pvtechchoice=crystSi&mountingplace=free&usehorizon=1
45 | 225 | 5 | 149.39 | 4.82 | https://re.jrc.ec.europa.eu/api/v5_3/PVcalc?lat=30.0444&lon=31.2357&peakpower=1&loss=14&angle=45&aspect=45&outputformat=json&raddatabase=PVGIS-SARAH3&pvtechchoice=crystSi&mountingplace=free&usehorizon=1
45 | 225 | 6 | 146.93 | 4.9 | https://re.jrc.ec.europa.eu/api/v5_3/PVcalc?lat=30.0444&lon=31.2357&peakpower=1&loss=14&angle=45&aspect=45&outputformat=json&raddatabase=PVGIS-SARAH3&pvtechchoice=crystSi&mountingplace=free&usehorizon=1
45 | 225 | 7 | 153.59 | 4.95 | https://re.jrc.ec.europa.eu/api/v5_3/PVcalc?lat=30.0444&lon=31.2357&peakpower=1&loss=14&angle=45&aspect=45&outputformat=json&raddatabase=PVGIS-SARAH3&pvtechchoice=crystSi&mountingplace=free&usehorizon=1
45 | 225 | 8 | 155.65 | 5.02 | https://re.jrc.ec.europa.eu/api/v5_3/PVcalc?lat=30.0444&lon=31.2357&peakpower=1&loss=14&angle=45&aspect=45&outputformat=json&raddatabase=PVGIS-SARAH3&pvtechchoice=crystSi&mountingplace=free&usehorizon=1
45 | 225 | 9 | 150.08 | 5 | https://re.jrc.ec.europa.eu/api/v5_3/PVcalc?lat=30.0444&lon=31.2357&peakpower=1&loss=14&angle=45&aspect=45&outputformat=json&raddatabase=PVGIS-SARAH3&pvtechchoice=crystSi&mountingplace=free&usehorizon=1
45 | 225 | 10 | 141.76 | 4.57 | https://re.jrc.ec.europa.eu/api/v5_3/PVcalc?lat=30.0444&lon=31.2357&peakpower=1&loss=14&angle=45&aspect=45&outputformat=json&raddatabase=PVGIS-SARAH3&pvtechchoice=crystSi&mountingplace=free&usehorizon=1
45 | 225 | 11 | 125.05 | 4.17 | https://re.jrc.ec.europa.eu/api/v5_3/PVcalc?lat=30.0444&lon=31.2357&peakpower=1&loss=14&angle=45&aspect=45&outputformat=json&raddatabase=PVGIS-SARAH3&pvtechchoice=crystSi&mountingplace=free&usehorizon=1
45 | 225 | 12 | 118.65 | 3.83 | https://re.jrc.ec.europa.eu/api/v5_3/PVcalc?lat=30.0444&lon=31.2357&peakpower=1&loss=14&angle=45&aspect=45&outputformat=json&raddatabase=PVGIS-SARAH3&pvtechchoice=crystSi&mountingplace=free&usehorizon=1
45 | 240 | 1 | 105.38 | 3.4 | https://re.jrc.ec.europa.eu/api/v5_3/PVcalc?lat=30.0444&lon=31.2357&peakpower=1&loss=14&angle=45&aspect=60&outputformat=json&raddatabase=PVGIS-SARAH3&pvtechchoice=crystSi&mountingplace=free&usehorizon=1
45 | 240 | 2 | 107.18 | 3.83 | https://re.jrc.ec.europa.eu/api/v5_3/PVcalc?lat=30.0444&lon=31.2357&peakpower=1&loss=14&angle=45&aspect=60&outputformat=json&raddatabase=PVGIS-SARAH3&pvtechchoice=crystSi&mountingplace=free&usehorizon=1
45 | 240 | 3 | 141.48 | 4.56 | https://re.jrc.ec.europa.eu/api/v5_3/PVcalc?lat=30.0444&lon=31.2357&peakpower=1&loss=14&angle=45&aspect=60&outputformat=json&raddatabase=PVGIS-SARAH3&pvtechchoice=crystSi&mountingplace=free&usehorizon=1
45 | 240 | 4 | 145.79 | 4.86 | https://re.jrc.ec.europa.eu/api/v5_3/PVcalc?lat=30.0444&lon=31.2357&peakpower=1&loss=14&angle=45&aspect=60&outputformat=json&raddatabase=PVGIS-SARAH3&pvtechchoice=crystSi&mountingplace=free&usehorizon=1
45 | 240 | 5 | 151.45 | 4.89 | https://re.jrc.ec.europa.eu/api/v5_3/PVcalc?lat=30.0444&lon=31.2357&peakpower=1&loss=14&angle=45&aspect=60&outputformat=json&raddatabase=PVGIS-SARAH3&pvtechchoice=crystSi&mountingplace=free&usehorizon=1
45 | 240 | 6 | 152.03 | 5.07 | https://re.jrc.ec.europa.eu/api/v5_3/PVcalc?lat=30.0444&lon=31.2357&peakpower=1&loss=14&angle=45&aspect=60&outputformat=json&raddatabase=PVGIS-SARAH3&pvtechchoice=crystSi&mountingplace=free&usehorizon=1
45 | 240 | 7 | 157.93 | 5.09 | https://re.jrc.ec.europa.eu/api/v5_3/PVcalc?lat=30.0444&lon=31.2357&peakpower=1&loss=14&angle=45&aspect=60&outputformat=json&raddatabase=PVGIS-SARAH3&pvtechchoice=crystSi&mountingplace=free&usehorizon=1
45 | 240 | 8 | 155.76 | 5.02 | https://re.jrc.ec.europa.eu/api/v5_3/PVcalc?lat=30.0444&lon=31.2357&peakpower=1&loss=14&angle=45&aspect=60&outputformat=json&raddatabase=PVGIS-SARAH3&pvtechchoice=crystSi&mountingplace=free&usehorizon=1
45 | 240 | 9 | 144.91 | 4.83 | https://re.jrc.ec.europa.eu/api/v5_3/PVcalc?lat=30.0444&lon=31.2357&peakpower=1&loss=14&angle=45&aspect=60&outputformat=json&raddatabase=PVGIS-SARAH3&pvtechchoice=crystSi&mountingplace=free&usehorizon=1
45 | 240 | 10 | 131.56 | 4.24 | https://re.jrc.ec.europa.eu/api/v5_3/PVcalc?lat=30.0444&lon=31.2357&peakpower=1&loss=14&angle=45&aspect=60&outputformat=json&raddatabase=PVGIS-SARAH3&pvtechchoice=crystSi&mountingplace=free&usehorizon=1
45 | 240 | 11 | 112.15 | 3.74 | https://re.jrc.ec.europa.eu/api/v5_3/PVcalc?lat=30.0444&lon=31.2357&peakpower=1&loss=14&angle=45&aspect=60&outputformat=json&raddatabase=PVGIS-SARAH3&pvtechchoice=crystSi&mountingplace=free&usehorizon=1
45 | 240 | 12 | 104.44 | 3.37 | https://re.jrc.ec.europa.eu/api/v5_3/PVcalc?lat=30.0444&lon=31.2357&peakpower=1&loss=14&angle=45&aspect=60&outputformat=json&raddatabase=PVGIS-SARAH3&pvtechchoice=crystSi&mountingplace=free&usehorizon=1
45 | 255 | 1 | 91.09 | 2.94 | https://re.jrc.ec.europa.eu/api/v5_3/PVcalc?lat=30.0444&lon=31.2357&peakpower=1&loss=14&angle=45&aspect=75&outputformat=json&raddatabase=PVGIS-SARAH3&pvtechchoice=crystSi&mountingplace=free&usehorizon=1
45 | 255 | 2 | 96.51 | 3.45 | https://re.jrc.ec.europa.eu/api/v5_3/PVcalc?lat=30.0444&lon=31.2357&peakpower=1&loss=14&angle=45&aspect=75&outputformat=json&raddatabase=PVGIS-SARAH3&pvtechchoice=crystSi&mountingplace=free&usehorizon=1
45 | 255 | 3 | 132.22 | 4.27 | https://re.jrc.ec.europa.eu/api/v5_3/PVcalc?lat=30.0444&lon=31.2357&peakpower=1&loss=14&angle=45&aspect=75&outputformat=json&raddatabase=PVGIS-SARAH3&pvtechchoice=crystSi&mountingplace=free&usehorizon=1
45 | 255 | 4 | 141.27 | 4.71 | https://re.jrc.ec.europa.eu/api/v5_3/PVcalc?lat=30.0444&lon=31.2357&peakpower=1&loss=14&angle=45&aspect=75&outputformat=json&raddatabase=PVGIS-SARAH3&pvtechchoice=crystSi&mountingplace=free&usehorizon=1
45 | 255 | 5 | 151.4 | 4.88 | https://re.jrc.ec.europa.eu/api/v5_3/PVcalc?lat=30.0444&lon=31.2357&peakpower=1&loss=14&angle=45&aspect=75&outputformat=json&raddatabase=PVGIS-SARAH3&pvtechchoice=crystSi&mountingplace=free&usehorizon=1
45 | 255 | 6 | 154.8 | 5.16 | https://re.jrc.ec.europa.eu/api/v5_3/PVcalc?lat=30.0444&lon=31.2357&peakpower=1&loss=14&angle=45&aspect=75&outputformat=json&raddatabase=PVGIS-SARAH3&pvtechchoice=crystSi&mountingplace=free&usehorizon=1
45 | 255 | 7 | 159.74 | 5.15 | https://re.jrc.ec.europa.eu/api/v5_3/PVcalc?lat=30.0444&lon=31.2357&peakpower=1&loss=14&angle=45&aspect=75&outputformat=json&raddatabase=PVGIS-SARAH3&pvtechchoice=crystSi&mountingplace=free&usehorizon=1
45 | 255 | 8 | 153.25 | 4.94 | https://re.jrc.ec.europa.eu/api/v5_3/PVcalc?lat=30.0444&lon=31.2357&peakpower=1&loss=14&angle=45&aspect=75&outputformat=json&raddatabase=PVGIS-SARAH3&pvtechchoice=crystSi&mountingplace=free&usehorizon=1
45 | 255 | 9 | 137.34 | 4.58 | https://re.jrc.ec.europa.eu/api/v5_3/PVcalc?lat=30.0444&lon=31.2357&peakpower=1&loss=14&angle=45&aspect=75&outputformat=json&raddatabase=PVGIS-SARAH3&pvtechchoice=crystSi&mountingplace=free&usehorizon=1
45 | 255 | 10 | 119.5 | 3.85 | https://re.jrc.ec.europa.eu/api/v5_3/PVcalc?lat=30.0444&lon=31.2357&peakpower=1&loss=14&angle=45&aspect=75&outputformat=json&raddatabase=PVGIS-SARAH3&pvtechchoice=crystSi&mountingplace=free&usehorizon=1
45 | 255 | 11 | 97.62 | 3.25 | https://re.jrc.ec.europa.eu/api/v5_3/PVcalc?lat=30.0444&lon=31.2357&peakpower=1&loss=14&angle=45&aspect=75&outputformat=json&raddatabase=PVGIS-SARAH3&pvtechchoice=crystSi&mountingplace=free&usehorizon=1
45 | 255 | 12 | 88.77 | 2.86 | https://re.jrc.ec.europa.eu/api/v5_3/PVcalc?lat=30.0444&lon=31.2357&peakpower=1&loss=14&angle=45&aspect=75&outputformat=json&raddatabase=PVGIS-SARAH3&pvtechchoice=crystSi&mountingplace=free&usehorizon=1
45 | 270 | 1 | 75.84 | 2.45 | https://re.jrc.ec.europa.eu/api/v5_3/PVcalc?lat=30.0444&lon=31.2357&peakpower=1&loss=14&angle=45&aspect=90&outputformat=json&raddatabase=PVGIS-SARAH3&pvtechchoice=crystSi&mountingplace=free&usehorizon=1
45 | 270 | 2 | 84.65 | 3.02 | https://re.jrc.ec.europa.eu/api/v5_3/PVcalc?lat=30.0444&lon=31.2357&peakpower=1&loss=14&angle=45&aspect=90&outputformat=json&raddatabase=PVGIS-SARAH3&pvtechchoice=crystSi&mountingplace=free&usehorizon=1
45 | 270 | 3 | 122.45 | 3.95 | https://re.jrc.ec.europa.eu/api/v5_3/PVcalc?lat=30.0444&lon=31.2357&peakpower=1&loss=14&angle=45&aspect=90&outputformat=json&raddatabase=PVGIS-SARAH3&pvtechchoice=crystSi&mountingplace=free&usehorizon=1
45 | 270 | 4 | 135.32 | 4.51 | https://re.jrc.ec.europa.eu/api/v5_3/PVcalc?lat=30.0444&lon=31.2357&peakpower=1&loss=14&angle=45&aspect=90&outputformat=json&raddatabase=PVGIS-SARAH3&pvtechchoice=crystSi&mountingplace=free&usehorizon=1
45 | 270 | 5 | 149.77 | 4.83 | https://re.jrc.ec.europa.eu/api/v5_3/PVcalc?lat=30.0444&lon=31.2357&peakpower=1&loss=14&angle=45&aspect=90&outputformat=json&raddatabase=PVGIS-SARAH3&pvtechchoice=crystSi&mountingplace=free&usehorizon=1
45 | 270 | 6 | 155.8 | 5.19 | https://re.jrc.ec.europa.eu/api/v5_3/PVcalc?lat=30.0444&lon=31.2357&peakpower=1&loss=14&angle=45&aspect=90&outputformat=json&raddatabase=PVGIS-SARAH3&pvtechchoice=crystSi&mountingplace=free&usehorizon=1
45 | 270 | 7 | 159.68 | 5.15 | https://re.jrc.ec.europa.eu/api/v5_3/PVcalc?lat=30.0444&lon=31.2357&peakpower=1&loss=14&angle=45&aspect=90&outputformat=json&raddatabase=PVGIS-SARAH3&pvtechchoice=crystSi&mountingplace=free&usehorizon=1
45 | 270 | 8 | 148.9 | 4.8 | https://re.jrc.ec.europa.eu/api/v5_3/PVcalc?lat=30.0444&lon=31.2357&peakpower=1&loss=14&angle=45&aspect=90&outputformat=json&raddatabase=PVGIS-SARAH3&pvtechchoice=crystSi&mountingplace=free&usehorizon=1
45 | 270 | 9 | 128.06 | 4.27 | https://re.jrc.ec.europa.eu/api/v5_3/PVcalc?lat=30.0444&lon=31.2357&peakpower=1&loss=14&angle=45&aspect=90&outputformat=json&raddatabase=PVGIS-SARAH3&pvtechchoice=crystSi&mountingplace=free&usehorizon=1
45 | 270 | 10 | 106.5 | 3.44 | https://re.jrc.ec.europa.eu/api/v5_3/PVcalc?lat=30.0444&lon=31.2357&peakpower=1&loss=14&angle=45&aspect=90&outputformat=json&raddatabase=PVGIS-SARAH3&pvtechchoice=crystSi&mountingplace=free&usehorizon=1
45 | 270 | 11 | 83.07 | 2.77 | https://re.jrc.ec.europa.eu/api/v5_3/PVcalc?lat=30.0444&lon=31.2357&peakpower=1&loss=14&angle=45&aspect=90&outputformat=json&raddatabase=PVGIS-SARAH3&pvtechchoice=crystSi&mountingplace=free&usehorizon=1
45 | 270 | 12 | 73.03 | 2.36 | https://re.jrc.ec.europa.eu/api/v5_3/PVcalc?lat=30.0444&lon=31.2357&peakpower=1&loss=14&angle=45&aspect=90&outputformat=json&raddatabase=PVGIS-SARAH3&pvtechchoice=crystSi&mountingplace=free&usehorizon=1
45 | 285 | 1 | 61.51 | 1.98 | https://re.jrc.ec.europa.eu/api/v5_3/PVcalc?lat=30.0444&lon=31.2357&peakpower=1&loss=14&angle=45&aspect=105&outputformat=json&raddatabase=PVGIS-SARAH3&pvtechchoice=crystSi&mountingplace=free&usehorizon=1
45 | 285 | 2 | 72.68 | 2.6 | https://re.jrc.ec.europa.eu/api/v5_3/PVcalc?lat=30.0444&lon=31.2357&peakpower=1&loss=14&angle=45&aspect=105&outputformat=json&raddatabase=PVGIS-SARAH3&pvtechchoice=crystSi&mountingplace=free&usehorizon=1
45 | 285 | 3 | 110.57 | 3.57 | https://re.jrc.ec.europa.eu/api/v5_3/PVcalc?lat=30.0444&lon=31.2357&peakpower=1&loss=14&angle=45&aspect=105&outputformat=json&raddatabase=PVGIS-SARAH3&pvtechchoice=crystSi&mountingplace=free&usehorizon=1
45 | 285 | 4 | 128.31 | 4.28 | https://re.jrc.ec.europa.eu/api/v5_3/PVcalc?lat=30.0444&lon=31.2357&peakpower=1&loss=14&angle=45&aspect=105&outputformat=json&raddatabase=PVGIS-SARAH3&pvtechchoice=crystSi&mountingplace=free&usehorizon=1
45 | 285 | 5 | 146.65 | 4.73 | https://re.jrc.ec.europa.eu/api/v5_3/PVcalc?lat=30.0444&lon=31.2357&peakpower=1&loss=14&angle=45&aspect=105&outputformat=json&raddatabase=PVGIS-SARAH3&pvtechchoice=crystSi&mountingplace=free&usehorizon=1
45 | 285 | 6 | 155.02 | 5.17 | https://re.jrc.ec.europa.eu/api/v5_3/PVcalc?lat=30.0444&lon=31.2357&peakpower=1&loss=14&angle=45&aspect=105&outputformat=json&raddatabase=PVGIS-SARAH3&pvtechchoice=crystSi&mountingplace=free&usehorizon=1
45 | 285 | 7 | 157.77 | 5.09 | https://re.jrc.ec.europa.eu/api/v5_3/PVcalc?lat=30.0444&lon=31.2357&peakpower=1&loss=14&angle=45&aspect=105&outputformat=json&raddatabase=PVGIS-SARAH3&pvtechchoice=crystSi&mountingplace=free&usehorizon=1
45 | 285 | 8 | 142.79 | 4.61 | https://re.jrc.ec.europa.eu/api/v5_3/PVcalc?lat=30.0444&lon=31.2357&peakpower=1&loss=14&angle=45&aspect=105&outputformat=json&raddatabase=PVGIS-SARAH3&pvtechchoice=crystSi&mountingplace=free&usehorizon=1
45 | 285 | 9 | 118.06 | 3.94 | https://re.jrc.ec.europa.eu/api/v5_3/PVcalc?lat=30.0444&lon=31.2357&peakpower=1&loss=14&angle=45&aspect=105&outputformat=json&raddatabase=PVGIS-SARAH3&pvtechchoice=crystSi&mountingplace=free&usehorizon=1
45 | 285 | 10 | 92.7 | 2.99 | https://re.jrc.ec.europa.eu/api/v5_3/PVcalc?lat=30.0444&lon=31.2357&peakpower=1&loss=14&angle=45&aspect=105&outputformat=json&raddatabase=PVGIS-SARAH3&pvtechchoice=crystSi&mountingplace=free&usehorizon=1
45 | 285 | 11 | 67.38 | 2.25 | https://re.jrc.ec.europa.eu/api/v5_3/PVcalc?lat=30.0444&lon=31.2357&peakpower=1&loss=14&angle=45&aspect=105&outputformat=json&raddatabase=PVGIS-SARAH3&pvtechchoice=crystSi&mountingplace=free&usehorizon=1
45 | 285 | 12 | 57.76 | 1.86 | https://re.jrc.ec.europa.eu/api/v5_3/PVcalc?lat=30.0444&lon=31.2357&peakpower=1&loss=14&angle=45&aspect=105&outputformat=json&raddatabase=PVGIS-SARAH3&pvtechchoice=crystSi&mountingplace=free&usehorizon=1
45 | 300 | 1 | 46.84 | 1.51 | https://re.jrc.ec.europa.eu/api/v5_3/PVcalc?lat=30.0444&lon=31.2357&peakpower=1&loss=14&angle=45&aspect=120&outputformat=json&raddatabase=PVGIS-SARAH3&pvtechchoice=crystSi&mountingplace=free&usehorizon=1
45 | 300 | 2 | 60.47 | 2.16 | https://re.jrc.ec.europa.eu/api/v5_3/PVcalc?lat=30.0444&lon=31.2357&peakpower=1&loss=14&angle=45&aspect=120&outputformat=json&raddatabase=PVGIS-SARAH3&pvtechchoice=crystSi&mountingplace=free&usehorizon=1
45 | 300 | 3 | 97.71 | 3.15 | https://re.jrc.ec.europa.eu/api/v5_3/PVcalc?lat=30.0444&lon=31.2357&peakpower=1&loss=14&angle=45&aspect=120&outputformat=json&raddatabase=PVGIS-SARAH3&pvtechchoice=crystSi&mountingplace=free&usehorizon=1
45 | 300 | 4 | 119.85 | 4 | https://re.jrc.ec.europa.eu/api/v5_3/PVcalc?lat=30.0444&lon=31.2357&peakpower=1&loss=14&angle=45&aspect=120&outputformat=json&raddatabase=PVGIS-SARAH3&pvtechchoice=crystSi&mountingplace=free&usehorizon=1
45 | 300 | 5 | 142.17 | 4.59 | https://re.jrc.ec.europa.eu/api/v5_3/PVcalc?lat=30.0444&lon=31.2357&peakpower=1&loss=14&angle=45&aspect=120&outputformat=json&raddatabase=PVGIS-SARAH3&pvtechchoice=crystSi&mountingplace=free&usehorizon=1
45 | 300 | 6 | 151.92 | 5.06 | https://re.jrc.ec.europa.eu/api/v5_3/PVcalc?lat=30.0444&lon=31.2357&peakpower=1&loss=14&angle=45&aspect=120&outputformat=json&raddatabase=PVGIS-SARAH3&pvtechchoice=crystSi&mountingplace=free&usehorizon=1
45 | 300 | 7 | 154.18 | 4.97 | https://re.jrc.ec.europa.eu/api/v5_3/PVcalc?lat=30.0444&lon=31.2357&peakpower=1&loss=14&angle=45&aspect=120&outputformat=json&raddatabase=PVGIS-SARAH3&pvtechchoice=crystSi&mountingplace=free&usehorizon=1
45 | 300 | 8 | 135.13 | 4.36 | https://re.jrc.ec.europa.eu/api/v5_3/PVcalc?lat=30.0444&lon=31.2357&peakpower=1&loss=14&angle=45&aspect=120&outputformat=json&raddatabase=PVGIS-SARAH3&pvtechchoice=crystSi&mountingplace=free&usehorizon=1
45 | 300 | 9 | 106.08 | 3.54 | https://re.jrc.ec.europa.eu/api/v5_3/PVcalc?lat=30.0444&lon=31.2357&peakpower=1&loss=14&angle=45&aspect=120&outputformat=json&raddatabase=PVGIS-SARAH3&pvtechchoice=crystSi&mountingplace=free&usehorizon=1
45 | 300 | 10 | 77.6 | 2.5 | https://re.jrc.ec.europa.eu/api/v5_3/PVcalc?lat=30.0444&lon=31.2357&peakpower=1&loss=14&angle=45&aspect=120&outputformat=json&raddatabase=PVGIS-SARAH3&pvtechchoice=crystSi&mountingplace=free&usehorizon=1
45 | 300 | 11 | 52.61 | 1.75 | https://re.jrc.ec.europa.eu/api/v5_3/PVcalc?lat=30.0444&lon=31.2357&peakpower=1&loss=14&angle=45&aspect=120&outputformat=json&raddatabase=PVGIS-SARAH3&pvtechchoice=crystSi&mountingplace=free&usehorizon=1
45 | 300 | 12 | 42.56 | 1.37 | https://re.jrc.ec.europa.eu/api/v5_3/PVcalc?lat=30.0444&lon=31.2357&peakpower=1&loss=14&angle=45&aspect=120&outputformat=json&raddatabase=PVGIS-SARAH3&pvtechchoice=crystSi&mountingplace=free&usehorizon=1
45 | 315 | 1 | 34.32 | 1.11 | https://re.jrc.ec.europa.eu/api/v5_3/PVcalc?lat=30.0444&lon=31.2357&peakpower=1&loss=14&angle=45&aspect=135&outputformat=json&raddatabase=PVGIS-SARAH3&pvtechchoice=crystSi&mountingplace=free&usehorizon=1
45 | 315 | 2 | 48.14 | 1.72 | https://re.jrc.ec.europa.eu/api/v5_3/PVcalc?lat=30.0444&lon=31.2357&peakpower=1&loss=14&angle=45&aspect=135&outputformat=json&raddatabase=PVGIS-SARAH3&pvtechchoice=crystSi&mountingplace=free&usehorizon=1
45 | 315 | 3 | 84.25 | 2.72 | https://re.jrc.ec.europa.eu/api/v5_3/PVcalc?lat=30.0444&lon=31.2357&peakpower=1&loss=14&angle=45&aspect=135&outputformat=json&raddatabase=PVGIS-SARAH3&pvtechchoice=crystSi&mountingplace=free&usehorizon=1
45 | 315 | 4 | 110.57 | 3.69 | https://re.jrc.ec.europa.eu/api/v5_3/PVcalc?lat=30.0444&lon=31.2357&peakpower=1&loss=14&angle=45&aspect=135&outputformat=json&raddatabase=PVGIS-SARAH3&pvtechchoice=crystSi&mountingplace=free&usehorizon=1
45 | 315 | 5 | 136.61 | 4.41 | https://re.jrc.ec.europa.eu/api/v5_3/PVcalc?lat=30.0444&lon=31.2357&peakpower=1&loss=14&angle=45&aspect=135&outputformat=json&raddatabase=PVGIS-SARAH3&pvtechchoice=crystSi&mountingplace=free&usehorizon=1
45 | 315 | 6 | 149.15 | 4.97 | https://re.jrc.ec.europa.eu/api/v5_3/PVcalc?lat=30.0444&lon=31.2357&peakpower=1&loss=14&angle=45&aspect=135&outputformat=json&raddatabase=PVGIS-SARAH3&pvtechchoice=crystSi&mountingplace=free&usehorizon=1
45 | 315 | 7 | 149.18 | 4.81 | https://re.jrc.ec.europa.eu/api/v5_3/PVcalc?lat=30.0444&lon=31.2357&peakpower=1&loss=14&angle=45&aspect=135&outputformat=json&raddatabase=PVGIS-SARAH3&pvtechchoice=crystSi&mountingplace=free&usehorizon=1
45 | 315 | 8 | 126.34 | 4.08 | https://re.jrc.ec.europa.eu/api/v5_3/PVcalc?lat=30.0444&lon=31.2357&peakpower=1&loss=14&angle=45&aspect=135&outputformat=json&raddatabase=PVGIS-SARAH3&pvtechchoice=crystSi&mountingplace=free&usehorizon=1
45 | 315 | 9 | 92.93 | 3.1 | https://re.jrc.ec.europa.eu/api/v5_3/PVcalc?lat=30.0444&lon=31.2357&peakpower=1&loss=14&angle=45&aspect=135&outputformat=json&raddatabase=PVGIS-SARAH3&pvtechchoice=crystSi&mountingplace=free&usehorizon=1
45 | 315 | 10 | 62.55 | 2.02 | https://re.jrc.ec.europa.eu/api/v5_3/PVcalc?lat=30.0444&lon=31.2357&peakpower=1&loss=14&angle=45&aspect=135&outputformat=json&raddatabase=PVGIS-SARAH3&pvtechchoice=crystSi&mountingplace=free&usehorizon=1
45 | 315 | 11 | 38.08 | 1.27 | https://re.jrc.ec.europa.eu/api/v5_3/PVcalc?lat=30.0444&lon=31.2357&peakpower=1&loss=14&angle=45&aspect=135&outputformat=json&raddatabase=PVGIS-SARAH3&pvtechchoice=crystSi&mountingplace=free&usehorizon=1
45 | 315 | 12 | 29.95 | 0.97 | https://re.jrc.ec.europa.eu/api/v5_3/PVcalc?lat=30.0444&lon=31.2357&peakpower=1&loss=14&angle=45&aspect=135&outputformat=json&raddatabase=PVGIS-SARAH3&pvtechchoice=crystSi&mountingplace=free&usehorizon=1
45 | 330 | 1 | 24.51 | 0.79 | https://re.jrc.ec.europa.eu/api/v5_3/PVcalc?lat=30.0444&lon=31.2357&peakpower=1&loss=14&angle=45&aspect=150&outputformat=json&raddatabase=PVGIS-SARAH3&pvtechchoice=crystSi&mountingplace=free&usehorizon=1
45 | 330 | 2 | 36.73 | 1.31 | https://re.jrc.ec.europa.eu/api/v5_3/PVcalc?lat=30.0444&lon=31.2357&peakpower=1&loss=14&angle=45&aspect=150&outputformat=json&raddatabase=PVGIS-SARAH3&pvtechchoice=crystSi&mountingplace=free&usehorizon=1
45 | 330 | 3 | 70.35 | 2.27 | https://re.jrc.ec.europa.eu/api/v5_3/PVcalc?lat=30.0444&lon=31.2357&peakpower=1&loss=14&angle=45&aspect=150&outputformat=json&raddatabase=PVGIS-SARAH3&pvtechchoice=crystSi&mountingplace=free&usehorizon=1
45 | 330 | 4 | 101.45 | 3.38 | https://re.jrc.ec.europa.eu/api/v5_3/PVcalc?lat=30.0444&lon=31.2357&peakpower=1&loss=14&angle=45&aspect=150&outputformat=json&raddatabase=PVGIS-SARAH3&pvtechchoice=crystSi&mountingplace=free&usehorizon=1
45 | 330 | 5 | 132.39 | 4.27 | https://re.jrc.ec.europa.eu/api/v5_3/PVcalc?lat=30.0444&lon=31.2357&peakpower=1&loss=14&angle=45&aspect=150&outputformat=json&raddatabase=PVGIS-SARAH3&pvtechchoice=crystSi&mountingplace=free&usehorizon=1
45 | 330 | 6 | 147.02 | 4.9 | https://re.jrc.ec.europa.eu/api/v5_3/PVcalc?lat=30.0444&lon=31.2357&peakpower=1&loss=14&angle=45&aspect=150&outputformat=json&raddatabase=PVGIS-SARAH3&pvtechchoice=crystSi&mountingplace=free&usehorizon=1
45 | 330 | 7 | 145.53 | 4.69 | https://re.jrc.ec.europa.eu/api/v5_3/PVcalc?lat=30.0444&lon=31.2357&peakpower=1&loss=14&angle=45&aspect=150&outputformat=json&raddatabase=PVGIS-SARAH3&pvtechchoice=crystSi&mountingplace=free&usehorizon=1
45 | 330 | 8 | 117.59 | 3.79 | https://re.jrc.ec.europa.eu/api/v5_3/PVcalc?lat=30.0444&lon=31.2357&peakpower=1&loss=14&angle=45&aspect=150&outputformat=json&raddatabase=PVGIS-SARAH3&pvtechchoice=crystSi&mountingplace=free&usehorizon=1
45 | 330 | 9 | 79.65 | 2.65 | https://re.jrc.ec.europa.eu/api/v5_3/PVcalc?lat=30.0444&lon=31.2357&peakpower=1&loss=14&angle=45&aspect=150&outputformat=json&raddatabase=PVGIS-SARAH3&pvtechchoice=crystSi&mountingplace=free&usehorizon=1
45 | 330 | 10 | 47.63 | 1.54 | https://re.jrc.ec.europa.eu/api/v5_3/PVcalc?lat=30.0444&lon=31.2357&peakpower=1&loss=14&angle=45&aspect=150&outputformat=json&raddatabase=PVGIS-SARAH3&pvtechchoice=crystSi&mountingplace=free&usehorizon=1
45 | 330 | 11 | 26.07 | 0.87 | https://re.jrc.ec.europa.eu/api/v5_3/PVcalc?lat=30.0444&lon=31.2357&peakpower=1&loss=14&angle=45&aspect=150&outputformat=json&raddatabase=PVGIS-SARAH3&pvtechchoice=crystSi&mountingplace=free&usehorizon=1
45 | 330 | 12 | 21.33 | 0.69 | https://re.jrc.ec.europa.eu/api/v5_3/PVcalc?lat=30.0444&lon=31.2357&peakpower=1&loss=14&angle=45&aspect=150&outputformat=json&raddatabase=PVGIS-SARAH3&pvtechchoice=crystSi&mountingplace=free&usehorizon=1
45 | 345 | 1 | 22.34 | 0.72 | https://re.jrc.ec.europa.eu/api/v5_3/PVcalc?lat=30.0444&lon=31.2357&peakpower=1&loss=14&angle=45&aspect=165&outputformat=json&raddatabase=PVGIS-SARAH3&pvtechchoice=crystSi&mountingplace=free&usehorizon=1
45 | 345 | 2 | 27.8 | 0.99 | https://re.jrc.ec.europa.eu/api/v5_3/PVcalc?lat=30.0444&lon=31.2357&peakpower=1&loss=14&angle=45&aspect=165&outputformat=json&raddatabase=PVGIS-SARAH3&pvtechchoice=crystSi&mountingplace=free&usehorizon=1
45 | 345 | 3 | 57.73 | 1.86 | https://re.jrc.ec.europa.eu/api/v5_3/PVcalc?lat=30.0444&lon=31.2357&peakpower=1&loss=14&angle=45&aspect=165&outputformat=json&raddatabase=PVGIS-SARAH3&pvtechchoice=crystSi&mountingplace=free&usehorizon=1
45 | 345 | 4 | 94.95 | 3.17 | https://re.jrc.ec.europa.eu/api/v5_3/PVcalc?lat=30.0444&lon=31.2357&peakpower=1&loss=14&angle=45&aspect=165&outputformat=json&raddatabase=PVGIS-SARAH3&pvtechchoice=crystSi&mountingplace=free&usehorizon=1
45 | 345 | 5 | 131.01 | 4.23 | https://re.jrc.ec.europa.eu/api/v5_3/PVcalc?lat=30.0444&lon=31.2357&peakpower=1&loss=14&angle=45&aspect=165&outputformat=json&raddatabase=PVGIS-SARAH3&pvtechchoice=crystSi&mountingplace=free&usehorizon=1
45 | 345 | 6 | 146.77 | 4.89 | https://re.jrc.ec.europa.eu/api/v5_3/PVcalc?lat=30.0444&lon=31.2357&peakpower=1&loss=14&angle=45&aspect=165&outputformat=json&raddatabase=PVGIS-SARAH3&pvtechchoice=crystSi&mountingplace=free&usehorizon=1
45 | 345 | 7 | 143.75 | 4.64 | https://re.jrc.ec.europa.eu/api/v5_3/PVcalc?lat=30.0444&lon=31.2357&peakpower=1&loss=14&angle=45&aspect=165&outputformat=json&raddatabase=PVGIS-SARAH3&pvtechchoice=crystSi&mountingplace=free&usehorizon=1
45 | 345 | 8 | 111.98 | 3.61 | https://re.jrc.ec.europa.eu/api/v5_3/PVcalc?lat=30.0444&lon=31.2357&peakpower=1&loss=14&angle=45&aspect=165&outputformat=json&raddatabase=PVGIS-SARAH3&pvtechchoice=crystSi&mountingplace=free&usehorizon=1
45 | 345 | 9 | 67.93 | 2.26 | https://re.jrc.ec.europa.eu/api/v5_3/PVcalc?lat=30.0444&lon=31.2357&peakpower=1&loss=14&angle=45&aspect=165&outputformat=json&raddatabase=PVGIS-SARAH3&pvtechchoice=crystSi&mountingplace=free&usehorizon=1
45 | 345 | 10 | 34.38 | 1.11 | https://re.jrc.ec.europa.eu/api/v5_3/PVcalc?lat=30.0444&lon=31.2357&peakpower=1&loss=14&angle=45&aspect=165&outputformat=json&raddatabase=PVGIS-SARAH3&pvtechchoice=crystSi&mountingplace=free&usehorizon=1
45 | 345 | 11 | 21.06 | 0.7 | https://re.jrc.ec.europa.eu/api/v5_3/PVcalc?lat=30.0444&lon=31.2357&peakpower=1&loss=14&angle=45&aspect=165&outputformat=json&raddatabase=PVGIS-SARAH3&pvtechchoice=crystSi&mountingplace=free&usehorizon=1
45 | 345 | 12 | 20.92 | 0.67 | https://re.jrc.ec.europa.eu/api/v5_3/PVcalc?lat=30.0444&lon=31.2357&peakpower=1&loss=14&angle=45&aspect=165&outputformat=json&raddatabase=PVGIS-SARAH3&pvtechchoice=crystSi&mountingplace=free&usehorizon=1
45 | 360 | 1 | 22.53 | 0.73 | https://re.jrc.ec.europa.eu/api/v5_3/PVcalc?lat=30.0444&lon=31.2357&peakpower=1&loss=14&angle=45&aspect=180&outputformat=json&raddatabase=PVGIS-SARAH3&pvtechchoice=crystSi&mountingplace=free&usehorizon=1
45 | 360 | 2 | 25.36 | 0.91 | https://re.jrc.ec.europa.eu/api/v5_3/PVcalc?lat=30.0444&lon=31.2357&peakpower=1&loss=14&angle=45&aspect=180&outputformat=json&raddatabase=PVGIS-SARAH3&pvtechchoice=crystSi&mountingplace=free&usehorizon=1
45 | 360 | 3 | 51.4 | 1.66 | https://re.jrc.ec.europa.eu/api/v5_3/PVcalc?lat=30.0444&lon=31.2357&peakpower=1&loss=14&angle=45&aspect=180&outputformat=json&raddatabase=PVGIS-SARAH3&pvtechchoice=crystSi&mountingplace=free&usehorizon=1
45 | 360 | 4 | 92.36 | 3.08 | https://re.jrc.ec.europa.eu/api/v5_3/PVcalc?lat=30.0444&lon=31.2357&peakpower=1&loss=14&angle=45&aspect=180&outputformat=json&raddatabase=PVGIS-SARAH3&pvtechchoice=crystSi&mountingplace=free&usehorizon=1
45 | 360 | 5 | 130.08 | 4.2 | https://re.jrc.ec.europa.eu/api/v5_3/PVcalc?lat=30.0444&lon=31.2357&peakpower=1&loss=14&angle=45&aspect=180&outputformat=json&raddatabase=PVGIS-SARAH3&pvtechchoice=crystSi&mountingplace=free&usehorizon=1
45 | 360 | 6 | 145.23 | 4.84 | https://re.jrc.ec.europa.eu/api/v5_3/PVcalc?lat=30.0444&lon=31.2357&peakpower=1&loss=14&angle=45&aspect=180&outputformat=json&raddatabase=PVGIS-SARAH3&pvtechchoice=crystSi&mountingplace=free&usehorizon=1
45 | 360 | 7 | 141.08 | 4.55 | https://re.jrc.ec.europa.eu/api/v5_3/PVcalc?lat=30.0444&lon=31.2357&peakpower=1&loss=14&angle=45&aspect=180&outputformat=json&raddatabase=PVGIS-SARAH3&pvtechchoice=crystSi&mountingplace=free&usehorizon=1
45 | 360 | 8 | 108.7 | 3.51 | https://re.jrc.ec.europa.eu/api/v5_3/PVcalc?lat=30.0444&lon=31.2357&peakpower=1&loss=14&angle=45&aspect=180&outputformat=json&raddatabase=PVGIS-SARAH3&pvtechchoice=crystSi&mountingplace=free&usehorizon=1
45 | 360 | 9 | 62.1 | 2.07 | https://re.jrc.ec.europa.eu/api/v5_3/PVcalc?lat=30.0444&lon=31.2357&peakpower=1&loss=14&angle=45&aspect=180&outputformat=json&raddatabase=PVGIS-SARAH3&pvtechchoice=crystSi&mountingplace=free&usehorizon=1
45 | 360 | 10 | 28.25 | 0.91 | https://re.jrc.ec.europa.eu/api/v5_3/PVcalc?lat=30.0444&lon=31.2357&peakpower=1&loss=14&angle=45&aspect=180&outputformat=json&raddatabase=PVGIS-SARAH3&pvtechchoice=crystSi&mountingplace=free&usehorizon=1
45 | 360 | 11 | 21.56 | 0.72 | https://re.jrc.ec.europa.eu/api/v5_3/PVcalc?lat=30.0444&lon=31.2357&peakpower=1&loss=14&angle=45&aspect=180&outputformat=json&raddatabase=PVGIS-SARAH3&pvtechchoice=crystSi&mountingplace=free&usehorizon=1
45 | 360 | 12 | 20.92 | 0.67 | https://re.jrc.ec.europa.eu/api/v5_3/PVcalc?lat=30.0444&lon=31.2357&peakpower=1&loss=14&angle=45&aspect=180&outputformat=json&raddatabase=PVGIS-SARAH3&pvtechchoice=crystSi&mountingplace=free&usehorizon=1
50 | 0 | 1 | 21.3 | 0.69 | https://re.jrc.ec.europa.eu/api/v5_3/PVcalc?lat=30.0444&lon=31.2357&peakpower=1&loss=14&angle=50&aspect=-180&outputformat=json&raddatabase=PVGIS-SARAH3&pvtechchoice=crystSi&mountingplace=free&usehorizon=1
50 | 0 | 2 | 24.4 | 0.87 | https://re.jrc.ec.europa.eu/api/v5_3/PVcalc?lat=30.0444&lon=31.2357&peakpower=1&loss=14&angle=50&aspect=-180&outputformat=json&raddatabase=PVGIS-SARAH3&pvtechchoice=crystSi&mountingplace=free&usehorizon=1
50 | 0 | 3 | 40.67 | 1.31 | https://re.jrc.ec.europa.eu/api/v5_3/PVcalc?lat=30.0444&lon=31.2357&peakpower=1&loss=14&angle=50&aspect=-180&outputformat=json&raddatabase=PVGIS-SARAH3&pvtechchoice=crystSi&mountingplace=free&usehorizon=1
50 | 0 | 4 | 80.45 | 2.68 | https://re.jrc.ec.europa.eu/api/v5_3/PVcalc?lat=30.0444&lon=31.2357&peakpower=1&loss=14&angle=50&aspect=-180&outputformat=json&raddatabase=PVGIS-SARAH3&pvtechchoice=crystSi&mountingplace=free&usehorizon=1
50 | 0 | 5 | 119.64 | 3.86 | https://re.jrc.ec.europa.eu/api/v5_3/PVcalc?lat=30.0444&lon=31.2357&peakpower=1&loss=14&angle=50&aspect=-180&outputformat=json&raddatabase=PVGIS-SARAH3&pvtechchoice=crystSi&mountingplace=free&usehorizon=1
50 | 0 | 6 | 135.56 | 4.52 | https://re.jrc.ec.europa.eu/api/v5_3/PVcalc?lat=30.0444&lon=31.2357&peakpower=1&loss=14&angle=50&aspect=-180&outputformat=json&raddatabase=PVGIS-SARAH3&pvtechchoice=crystSi&mountingplace=free&usehorizon=1
50 | 0 | 7 | 130.58 | 4.21 | https://re.jrc.ec.europa.eu/api/v5_3/PVcalc?lat=30.0444&lon=31.2357&peakpower=1&loss=14&angle=50&aspect=-180&outputformat=json&raddatabase=PVGIS-SARAH3&pvtechchoice=crystSi&mountingplace=free&usehorizon=1
50 | 0 | 8 | 96.42 | 3.11 | https://re.jrc.ec.europa.eu/api/v5_3/PVcalc?lat=30.0444&lon=31.2357&peakpower=1&loss=14&angle=50&aspect=-180&outputformat=json&raddatabase=PVGIS-SARAH3&pvtechchoice=crystSi&mountingplace=free&usehorizon=1
50 | 0 | 9 | 49.38 | 1.65 | https://re.jrc.ec.europa.eu/api/v5_3/PVcalc?lat=30.0444&lon=31.2357&peakpower=1&loss=14&angle=50&aspect=-180&outputformat=json&raddatabase=PVGIS-SARAH3&pvtechchoice=crystSi&mountingplace=free&usehorizon=1
50 | 0 | 10 | 24.43 | 0.79 | https://re.jrc.ec.europa.eu/api/v5_3/PVcalc?lat=30.0444&lon=31.2357&peakpower=1&loss=14&angle=50&aspect=-180&outputformat=json&raddatabase=PVGIS-SARAH3&pvtechchoice=crystSi&mountingplace=free&usehorizon=1
50 | 0 | 11 | 20.47 | 0.68 | https://re.jrc.ec.europa.eu/api/v5_3/PVcalc?lat=30.0444&lon=31.2357&peakpower=1&loss=14&angle=50&aspect=-180&outputformat=json&raddatabase=PVGIS-SARAH3&pvtechchoice=crystSi&mountingplace=free&usehorizon=1
50 | 0 | 12 | 19.77 | 0.64 | https://re.jrc.ec.europa.eu/api/v5_3/PVcalc?lat=30.0444&lon=31.2357&peakpower=1&loss=14&angle=50&aspect=-180&outputformat=json&raddatabase=PVGIS-SARAH3&pvtechchoice=crystSi&mountingplace=free&usehorizon=1
50 | 15 | 1 | 21.3 | 0.69 | https://re.jrc.ec.europa.eu/api/v5_3/PVcalc?lat=30.0444&lon=31.2357&peakpower=1&loss=14&angle=50&aspect=-165&outputformat=json&raddatabase=PVGIS-SARAH3&pvtechchoice=crystSi&mountingplace=free&usehorizon=1
50 | 15 | 2 | 25.33 | 0.9 | https://re.jrc.ec.europa.eu/api/v5_3/PVcalc?lat=30.0444&lon=31.2357&peakpower=1&loss=14&angle=50&aspect=-165&outputformat=json&raddatabase=PVGIS-SARAH3&pvtechchoice=crystSi&mountingplace=free&usehorizon=1
50 | 15 | 3 | 47.93 | 1.55 | https://re.jrc.ec.europa.eu/api/v5_3/PVcalc?lat=30.0444&lon=31.2357&peakpower=1&loss=14&angle=50&aspect=-165&outputformat=json&raddatabase=PVGIS-SARAH3&pvtechchoice=crystSi&mountingplace=free&usehorizon=1
50 | 15 | 4 | 81.63 | 2.72 | https://re.jrc.ec.europa.eu/api/v5_3/PVcalc?lat=30.0444&lon=31.2357&peakpower=1&loss=14&angle=50&aspect=-165&outputformat=json&raddatabase=PVGIS-SARAH3&pvtechchoice=crystSi&mountingplace=free&usehorizon=1
50 | 15 | 5 | 118.21 | 3.81 | https://re.jrc.ec.europa.eu/api/v5_3/PVcalc?lat=30.0444&lon=31.2357&peakpower=1&loss=14&angle=50&aspect=-165&outputformat=json&raddatabase=PVGIS-SARAH3&pvtechchoice=crystSi&mountingplace=free&usehorizon=1
50 | 15 | 6 | 132.22 | 4.41 | https://re.jrc.ec.europa.eu/api/v5_3/PVcalc?lat=30.0444&lon=31.2357&peakpower=1&loss=14&angle=50&aspect=-165&outputformat=json&raddatabase=PVGIS-SARAH3&pvtechchoice=crystSi&mountingplace=free&usehorizon=1
50 | 15 | 7 | 126.67 | 4.09 | https://re.jrc.ec.europa.eu/api/v5_3/PVcalc?lat=30.0444&lon=31.2357&peakpower=1&loss=14&angle=50&aspect=-165&outputformat=json&raddatabase=PVGIS-SARAH3&pvtechchoice=crystSi&mountingplace=free&usehorizon=1
50 | 15 | 8 | 95.07 | 3.07 | https://re.jrc.ec.europa.eu/api/v5_3/PVcalc?lat=30.0444&lon=31.2357&peakpower=1&loss=14&angle=50&aspect=-165&outputformat=json&raddatabase=PVGIS-SARAH3&pvtechchoice=crystSi&mountingplace=free&usehorizon=1
50 | 15 | 9 | 54.31 | 1.81 | https://re.jrc.ec.europa.eu/api/v5_3/PVcalc?lat=30.0444&lon=31.2357&peakpower=1&loss=14&angle=50&aspect=-165&outputformat=json&raddatabase=PVGIS-SARAH3&pvtechchoice=crystSi&mountingplace=free&usehorizon=1
50 | 15 | 10 | 28.79 | 0.93 | https://re.jrc.ec.europa.eu/api/v5_3/PVcalc?lat=30.0444&lon=31.2357&peakpower=1&loss=14&angle=50&aspect=-165&outputformat=json&raddatabase=PVGIS-SARAH3&pvtechchoice=crystSi&mountingplace=free&usehorizon=1
50 | 15 | 11 | 20.39 | 0.68 | https://re.jrc.ec.europa.eu/api/v5_3/PVcalc?lat=30.0444&lon=31.2357&peakpower=1&loss=14&angle=50&aspect=-165&outputformat=json&raddatabase=PVGIS-SARAH3&pvtechchoice=crystSi&mountingplace=free&usehorizon=1
50 | 15 | 12 | 19.77 | 0.64 | https://re.jrc.ec.europa.eu/api/v5_3/PVcalc?lat=30.0444&lon=31.2357&peakpower=1&loss=14&angle=50&aspect=-165&outputformat=json&raddatabase=PVGIS-SARAH3&pvtechchoice=crystSi&mountingplace=free&usehorizon=1
50 | 30 | 1 | 22.55 | 0.73 | https://re.jrc.ec.europa.eu/api/v5_3/PVcalc?lat=30.0444&lon=31.2357&peakpower=1&loss=14&angle=50&aspect=-150&outputformat=json&raddatabase=PVGIS-SARAH3&pvtechchoice=crystSi&mountingplace=free&usehorizon=1
50 | 30 | 2 | 33.58 | 1.2 | https://re.jrc.ec.europa.eu/api/v5_3/PVcalc?lat=30.0444&lon=31.2357&peakpower=1&loss=14&angle=50&aspect=-150&outputformat=json&raddatabase=PVGIS-SARAH3&pvtechchoice=crystSi&mountingplace=free&usehorizon=1
50 | 30 | 3 | 61.37 | 1.98 | https://re.jrc.ec.europa.eu/api/v5_3/PVcalc?lat=30.0444&lon=31.2357&peakpower=1&loss=14&angle=50&aspect=-150&outputformat=json&raddatabase=PVGIS-SARAH3&pvtechchoice=crystSi&mountingplace=free&usehorizon=1
50 | 30 | 4 | 89.14 | 2.97 | https://re.jrc.ec.europa.eu/api/v5_3/PVcalc?lat=30.0444&lon=31.2357&peakpower=1&loss=14&angle=50&aspect=-150&outputformat=json&raddatabase=PVGIS-SARAH3&pvtechchoice=crystSi&mountingplace=free&usehorizon=1
50 | 30 | 5 | 118.91 | 3.84 | https://re.jrc.ec.europa.eu/api/v5_3/PVcalc?lat=30.0444&lon=31.2357&peakpower=1&loss=14&angle=50&aspect=-150&outputformat=json&raddatabase=PVGIS-SARAH3&pvtechchoice=crystSi&mountingplace=free&usehorizon=1
50 | 30 | 6 | 129.02 | 4.3 | https://re.jrc.ec.europa.eu/api/v5_3/PVcalc?lat=30.0444&lon=31.2357&peakpower=1&loss=14&angle=50&aspect=-150&outputformat=json&raddatabase=PVGIS-SARAH3&pvtechchoice=crystSi&mountingplace=free&usehorizon=1
50 | 30 | 7 | 124.28 | 4.01 | https://re.jrc.ec.europa.eu/api/v5_3/PVcalc?lat=30.0444&lon=31.2357&peakpower=1&loss=14&angle=50&aspect=-150&outputformat=json&raddatabase=PVGIS-SARAH3&pvtechchoice=crystSi&mountingplace=free&usehorizon=1
50 | 30 | 8 | 99.91 | 3.22 | https://re.jrc.ec.europa.eu/api/v5_3/PVcalc?lat=30.0444&lon=31.2357&peakpower=1&loss=14&angle=50&aspect=-150&outputformat=json&raddatabase=PVGIS-SARAH3&pvtechchoice=crystSi&mountingplace=free&usehorizon=1
50 | 30 | 9 | 66.27 | 2.21 | https://re.jrc.ec.europa.eu/api/v5_3/PVcalc?lat=30.0444&lon=31.2357&peakpower=1&loss=14&angle=50&aspect=-150&outputformat=json&raddatabase=PVGIS-SARAH3&pvtechchoice=crystSi&mountingplace=free&usehorizon=1
50 | 30 | 10 | 41.19 | 1.33 | https://re.jrc.ec.europa.eu/api/v5_3/PVcalc?lat=30.0444&lon=31.2357&peakpower=1&loss=14&angle=50&aspect=-150&outputformat=json&raddatabase=PVGIS-SARAH3&pvtechchoice=crystSi&mountingplace=free&usehorizon=1
50 | 30 | 11 | 23.44 | 0.78 | https://re.jrc.ec.europa.eu/api/v5_3/PVcalc?lat=30.0444&lon=31.2357&peakpower=1&loss=14&angle=50&aspect=-150&outputformat=json&raddatabase=PVGIS-SARAH3&pvtechchoice=crystSi&mountingplace=free&usehorizon=1
50 | 30 | 12 | 20.04 | 0.65 | https://re.jrc.ec.europa.eu/api/v5_3/PVcalc?lat=30.0444&lon=31.2357&peakpower=1&loss=14&angle=50&aspect=-150&outputformat=json&raddatabase=PVGIS-SARAH3&pvtechchoice=crystSi&mountingplace=free&usehorizon=1
50 | 45 | 1 | 32.16 | 1.04 | https://re.jrc.ec.europa.eu/api/v5_3/PVcalc?lat=30.0444&lon=31.2357&peakpower=1&loss=14&angle=50&aspect=-135&outputformat=json&raddatabase=PVGIS-SARAH3&pvtechchoice=crystSi&mountingplace=free&usehorizon=1
50 | 45 | 2 | 46.28 | 1.65 | https://re.jrc.ec.europa.eu/api/v5_3/PVcalc?lat=30.0444&lon=31.2357&peakpower=1&loss=14&angle=50&aspect=-135&outputformat=json&raddatabase=PVGIS-SARAH3&pvtechchoice=crystSi&mountingplace=free&usehorizon=1
50 | 45 | 3 | 75.77 | 2.44 | https://re.jrc.ec.europa.eu/api/v5_3/PVcalc?lat=30.0444&lon=31.2357&peakpower=1&loss=14&angle=50&aspect=-135&outputformat=json&raddatabase=PVGIS-SARAH3&pvtechchoice=crystSi&mountingplace=free&usehorizon=1
50 | 45 | 4 | 99.1 | 3.3 | https://re.jrc.ec.europa.eu/api/v5_3/PVcalc?lat=30.0444&lon=31.2357&peakpower=1&loss=14&angle=50&aspect=-135&outputformat=json&raddatabase=PVGIS-SARAH3&pvtechchoice=crystSi&mountingplace=free&usehorizon=1
50 | 45 | 5 | 124.2 | 4.01 | https://re.jrc.ec.europa.eu/api/v5_3/PVcalc?lat=30.0444&lon=31.2357&peakpower=1&loss=14&angle=50&aspect=-135&outputformat=json&raddatabase=PVGIS-SARAH3&pvtechchoice=crystSi&mountingplace=free&usehorizon=1
50 | 45 | 6 | 131.28 | 4.38 | https://re.jrc.ec.europa.eu/api/v5_3/PVcalc?lat=30.0444&lon=31.2357&peakpower=1&loss=14&angle=50&aspect=-135&outputformat=json&raddatabase=PVGIS-SARAH3&pvtechchoice=crystSi&mountingplace=free&usehorizon=1
50 | 45 | 7 | 127.91 | 4.13 | https://re.jrc.ec.europa.eu/api/v5_3/PVcalc?lat=30.0444&lon=31.2357&peakpower=1&loss=14&angle=50&aspect=-135&outputformat=json&raddatabase=PVGIS-SARAH3&pvtechchoice=crystSi&mountingplace=free&usehorizon=1
50 | 45 | 8 | 108.82 | 3.51 | https://re.jrc.ec.europa.eu/api/v5_3/PVcalc?lat=30.0444&lon=31.2357&peakpower=1&loss=14&angle=50&aspect=-135&outputformat=json&raddatabase=PVGIS-SARAH3&pvtechchoice=crystSi&mountingplace=free&usehorizon=1
50 | 45 | 9 | 79.29 | 2.64 | https://re.jrc.ec.europa.eu/api/v5_3/PVcalc?lat=30.0444&lon=31.2357&peakpower=1&loss=14&angle=50&aspect=-135&outputformat=json&raddatabase=PVGIS-SARAH3&pvtechchoice=crystSi&mountingplace=free&usehorizon=1
50 | 45 | 10 | 56.22 | 1.81 | https://re.jrc.ec.europa.eu/api/v5_3/PVcalc?lat=30.0444&lon=31.2357&peakpower=1&loss=14&angle=50&aspect=-135&outputformat=json&raddatabase=PVGIS-SARAH3&pvtechchoice=crystSi&mountingplace=free&usehorizon=1
50 | 45 | 11 | 35.19 | 1.17 | https://re.jrc.ec.europa.eu/api/v5_3/PVcalc?lat=30.0444&lon=31.2357&peakpower=1&loss=14&angle=50&aspect=-135&outputformat=json&raddatabase=PVGIS-SARAH3&pvtechchoice=crystSi&mountingplace=free&usehorizon=1
50 | 45 | 12 | 27.74 | 0.89 | https://re.jrc.ec.europa.eu/api/v5_3/PVcalc?lat=30.0444&lon=31.2357&peakpower=1&loss=14&angle=50&aspect=-135&outputformat=json&raddatabase=PVGIS-SARAH3&pvtechchoice=crystSi&mountingplace=free&usehorizon=1
50 | 60 | 1 | 46.29 | 1.49 | https://re.jrc.ec.europa.eu/api/v5_3/PVcalc?lat=30.0444&lon=31.2357&peakpower=1&loss=14&angle=50&aspect=-120&outputformat=json&raddatabase=PVGIS-SARAH3&pvtechchoice=crystSi&mountingplace=free&usehorizon=1
50 | 60 | 2 | 60.02 | 2.14 | https://re.jrc.ec.europa.eu/api/v5_3/PVcalc?lat=30.0444&lon=31.2357&peakpower=1&loss=14&angle=50&aspect=-120&outputformat=json&raddatabase=PVGIS-SARAH3&pvtechchoice=crystSi&mountingplace=free&usehorizon=1
50 | 60 | 3 | 89.86 | 2.9 | https://re.jrc.ec.europa.eu/api/v5_3/PVcalc?lat=30.0444&lon=31.2357&peakpower=1&loss=14&angle=50&aspect=-120&outputformat=json&raddatabase=PVGIS-SARAH3&pvtechchoice=crystSi&mountingplace=free&usehorizon=1
50 | 60 | 4 | 108.77 | 3.63 | https://re.jrc.ec.europa.eu/api/v5_3/PVcalc?lat=30.0444&lon=31.2357&peakpower=1&loss=14&angle=50&aspect=-120&outputformat=json&raddatabase=PVGIS-SARAH3&pvtechchoice=crystSi&mountingplace=free&usehorizon=1
50 | 60 | 5 | 130.51 | 4.21 | https://re.jrc.ec.europa.eu/api/v5_3/PVcalc?lat=30.0444&lon=31.2357&peakpower=1&loss=14&angle=50&aspect=-120&outputformat=json&raddatabase=PVGIS-SARAH3&pvtechchoice=crystSi&mountingplace=free&usehorizon=1
50 | 60 | 6 | 134.58 | 4.49 | https://re.jrc.ec.europa.eu/api/v5_3/PVcalc?lat=30.0444&lon=31.2357&peakpower=1&loss=14&angle=50&aspect=-120&outputformat=json&raddatabase=PVGIS-SARAH3&pvtechchoice=crystSi&mountingplace=free&usehorizon=1
50 | 60 | 7 | 132.53 | 4.28 | https://re.jrc.ec.europa.eu/api/v5_3/PVcalc?lat=30.0444&lon=31.2357&peakpower=1&loss=14&angle=50&aspect=-120&outputformat=json&raddatabase=PVGIS-SARAH3&pvtechchoice=crystSi&mountingplace=free&usehorizon=1
50 | 60 | 8 | 117.9 | 3.8 | https://re.jrc.ec.europa.eu/api/v5_3/PVcalc?lat=30.0444&lon=31.2357&peakpower=1&loss=14&angle=50&aspect=-120&outputformat=json&raddatabase=PVGIS-SARAH3&pvtechchoice=crystSi&mountingplace=free&usehorizon=1
50 | 60 | 9 | 92.06 | 3.07 | https://re.jrc.ec.europa.eu/api/v5_3/PVcalc?lat=30.0444&lon=31.2357&peakpower=1&loss=14&angle=50&aspect=-120&outputformat=json&raddatabase=PVGIS-SARAH3&pvtechchoice=crystSi&mountingplace=free&usehorizon=1
50 | 60 | 10 | 71.8 | 2.32 | https://re.jrc.ec.europa.eu/api/v5_3/PVcalc?lat=30.0444&lon=31.2357&peakpower=1&loss=14&angle=50&aspect=-120&outputformat=json&raddatabase=PVGIS-SARAH3&pvtechchoice=crystSi&mountingplace=free&usehorizon=1
50 | 60 | 11 | 50.11 | 1.67 | https://re.jrc.ec.europa.eu/api/v5_3/PVcalc?lat=30.0444&lon=31.2357&peakpower=1&loss=14&angle=50&aspect=-120&outputformat=json&raddatabase=PVGIS-SARAH3&pvtechchoice=crystSi&mountingplace=free&usehorizon=1
50 | 60 | 12 | 41.58 | 1.34 | https://re.jrc.ec.europa.eu/api/v5_3/PVcalc?lat=30.0444&lon=31.2357&peakpower=1&loss=14&angle=50&aspect=-120&outputformat=json&raddatabase=PVGIS-SARAH3&pvtechchoice=crystSi&mountingplace=free&usehorizon=1
50 | 75 | 1 | 61.74 | 1.99 | https://re.jrc.ec.europa.eu/api/v5_3/PVcalc?lat=30.0444&lon=31.2357&peakpower=1&loss=14&angle=50&aspect=-105&outputformat=json&raddatabase=PVGIS-SARAH3&pvtechchoice=crystSi&mountingplace=free&usehorizon=1
50 | 75 | 2 | 73.94 | 2.64 | https://re.jrc.ec.europa.eu/api/v5_3/PVcalc?lat=30.0444&lon=31.2357&peakpower=1&loss=14&angle=50&aspect=-105&outputformat=json&raddatabase=PVGIS-SARAH3&pvtechchoice=crystSi&mountingplace=free&usehorizon=1
50 | 75 | 3 | 102.87 | 3.32 | https://re.jrc.ec.europa.eu/api/v5_3/PVcalc?lat=30.0444&lon=31.2357&peakpower=1&loss=14&angle=50&aspect=-105&outputformat=json&raddatabase=PVGIS-SARAH3&pvtechchoice=crystSi&mountingplace=free&usehorizon=1
50 | 75 | 4 | 117.59 | 3.92 | https://re.jrc.ec.europa.eu/api/v5_3/PVcalc?lat=30.0444&lon=31.2357&peakpower=1&loss=14&angle=50&aspect=-105&outputformat=json&raddatabase=PVGIS-SARAH3&pvtechchoice=crystSi&mountingplace=free&usehorizon=1
50 | 75 | 5 | 135.57 | 4.37 | https://re.jrc.ec.europa.eu/api/v5_3/PVcalc?lat=30.0444&lon=31.2357&peakpower=1&loss=14&angle=50&aspect=-105&outputformat=json&raddatabase=PVGIS-SARAH3&pvtechchoice=crystSi&mountingplace=free&usehorizon=1
50 | 75 | 6 | 138.15 | 4.6 | https://re.jrc.ec.europa.eu/api/v5_3/PVcalc?lat=30.0444&lon=31.2357&peakpower=1&loss=14&angle=50&aspect=-105&outputformat=json&raddatabase=PVGIS-SARAH3&pvtechchoice=crystSi&mountingplace=free&usehorizon=1
50 | 75 | 7 | 137.12 | 4.42 | https://re.jrc.ec.europa.eu/api/v5_3/PVcalc?lat=30.0444&lon=31.2357&peakpower=1&loss=14&angle=50&aspect=-105&outputformat=json&raddatabase=PVGIS-SARAH3&pvtechchoice=crystSi&mountingplace=free&usehorizon=1
50 | 75 | 8 | 125.82 | 4.06 | https://re.jrc.ec.europa.eu/api/v5_3/PVcalc?lat=30.0444&lon=31.2357&peakpower=1&loss=14&angle=50&aspect=-105&outputformat=json&raddatabase=PVGIS-SARAH3&pvtechchoice=crystSi&mountingplace=free&usehorizon=1
50 | 75 | 9 | 103.93 | 3.46 | https://re.jrc.ec.europa.eu/api/v5_3/PVcalc?lat=30.0444&lon=31.2357&peakpower=1&loss=14&angle=50&aspect=-105&outputformat=json&raddatabase=PVGIS-SARAH3&pvtechchoice=crystSi&mountingplace=free&usehorizon=1
50 | 75 | 10 | 86.83 | 2.8 | https://re.jrc.ec.europa.eu/api/v5_3/PVcalc?lat=30.0444&lon=31.2357&peakpower=1&loss=14&angle=50&aspect=-105&outputformat=json&raddatabase=PVGIS-SARAH3&pvtechchoice=crystSi&mountingplace=free&usehorizon=1
50 | 75 | 11 | 66.41 | 2.21 | https://re.jrc.ec.europa.eu/api/v5_3/PVcalc?lat=30.0444&lon=31.2357&peakpower=1&loss=14&angle=50&aspect=-105&outputformat=json&raddatabase=PVGIS-SARAH3&pvtechchoice=crystSi&mountingplace=free&usehorizon=1
50 | 75 | 12 | 58.13 | 1.88 | https://re.jrc.ec.europa.eu/api/v5_3/PVcalc?lat=30.0444&lon=31.2357&peakpower=1&loss=14&angle=50&aspect=-105&outputformat=json&raddatabase=PVGIS-SARAH3&pvtechchoice=crystSi&mountingplace=free&usehorizon=1
50 | 90 | 1 | 77.98 | 2.52 | https://re.jrc.ec.europa.eu/api/v5_3/PVcalc?lat=30.0444&lon=31.2357&peakpower=1&loss=14&angle=50&aspect=-90&outputformat=json&raddatabase=PVGIS-SARAH3&pvtechchoice=crystSi&mountingplace=free&usehorizon=1
50 | 90 | 2 | 86.83 | 3.1 | https://re.jrc.ec.europa.eu/api/v5_3/PVcalc?lat=30.0444&lon=31.2357&peakpower=1&loss=14&angle=50&aspect=-90&outputformat=json&raddatabase=PVGIS-SARAH3&pvtechchoice=crystSi&mountingplace=free&usehorizon=1
50 | 90 | 3 | 114.68 | 3.7 | https://re.jrc.ec.europa.eu/api/v5_3/PVcalc?lat=30.0444&lon=31.2357&peakpower=1&loss=14&angle=50&aspect=-90&outputformat=json&raddatabase=PVGIS-SARAH3&pvtechchoice=crystSi&mountingplace=free&usehorizon=1
50 | 90 | 4 | 125.23 | 4.17 | https://re.jrc.ec.europa.eu/api/v5_3/PVcalc?lat=30.0444&lon=31.2357&peakpower=1&loss=14&angle=50&aspect=-90&outputformat=json&raddatabase=PVGIS-SARAH3&pvtechchoice=crystSi&mountingplace=free&usehorizon=1
50 | 90 | 5 | 139.19 | 4.49 | https://re.jrc.ec.europa.eu/api/v5_3/PVcalc?lat=30.0444&lon=31.2357&peakpower=1&loss=14&angle=50&aspect=-90&outputformat=json&raddatabase=PVGIS-SARAH3&pvtechchoice=crystSi&mountingplace=free&usehorizon=1
50 | 90 | 6 | 139.68 | 4.66 | https://re.jrc.ec.europa.eu/api/v5_3/PVcalc?lat=30.0444&lon=31.2357&peakpower=1&loss=14&angle=50&aspect=-90&outputformat=json&raddatabase=PVGIS-SARAH3&pvtechchoice=crystSi&mountingplace=free&usehorizon=1
50 | 90 | 7 | 139.84 | 4.51 | https://re.jrc.ec.europa.eu/api/v5_3/PVcalc?lat=30.0444&lon=31.2357&peakpower=1&loss=14&angle=50&aspect=-90&outputformat=json&raddatabase=PVGIS-SARAH3&pvtechchoice=crystSi&mountingplace=free&usehorizon=1
50 | 90 | 8 | 132.36 | 4.27 | https://re.jrc.ec.europa.eu/api/v5_3/PVcalc?lat=30.0444&lon=31.2357&peakpower=1&loss=14&angle=50&aspect=-90&outputformat=json&raddatabase=PVGIS-SARAH3&pvtechchoice=crystSi&mountingplace=free&usehorizon=1
50 | 90 | 9 | 114.38 | 3.81 | https://re.jrc.ec.europa.eu/api/v5_3/PVcalc?lat=30.0444&lon=31.2357&peakpower=1&loss=14&angle=50&aspect=-90&outputformat=json&raddatabase=PVGIS-SARAH3&pvtechchoice=crystSi&mountingplace=free&usehorizon=1
50 | 90 | 10 | 101.64 | 3.28 | https://re.jrc.ec.europa.eu/api/v5_3/PVcalc?lat=30.0444&lon=31.2357&peakpower=1&loss=14&angle=50&aspect=-90&outputformat=json&raddatabase=PVGIS-SARAH3&pvtechchoice=crystSi&mountingplace=free&usehorizon=1
50 | 90 | 11 | 82.42 | 2.75 | https://re.jrc.ec.europa.eu/api/v5_3/PVcalc?lat=30.0444&lon=31.2357&peakpower=1&loss=14&angle=50&aspect=-90&outputformat=json&raddatabase=PVGIS-SARAH3&pvtechchoice=crystSi&mountingplace=free&usehorizon=1
50 | 90 | 12 | 74.9 | 2.42 | https://re.jrc.ec.europa.eu/api/v5_3/PVcalc?lat=30.0444&lon=31.2357&peakpower=1&loss=14&angle=50&aspect=-90&outputformat=json&raddatabase=PVGIS-SARAH3&pvtechchoice=crystSi&mountingplace=free&usehorizon=1
50 | 105 | 1 | 93.44 | 3.01 | https://re.jrc.ec.europa.eu/api/v5_3/PVcalc?lat=30.0444&lon=31.2357&peakpower=1&loss=14&angle=50&aspect=-75&outputformat=json&raddatabase=PVGIS-SARAH3&pvtechchoice=crystSi&mountingplace=free&usehorizon=1
50 | 105 | 2 | 99.28 | 3.55 | https://re.jrc.ec.europa.eu/api/v5_3/PVcalc?lat=30.0444&lon=31.2357&peakpower=1&loss=14&angle=50&aspect=-75&outputformat=json&raddatabase=PVGIS-SARAH3&pvtechchoice=crystSi&mountingplace=free&usehorizon=1
50 | 105 | 3 | 125.68 | 4.05 | https://re.jrc.ec.europa.eu/api/v5_3/PVcalc?lat=30.0444&lon=31.2357&peakpower=1&loss=14&angle=50&aspect=-75&outputformat=json&raddatabase=PVGIS-SARAH3&pvtechchoice=crystSi&mountingplace=free&usehorizon=1
50 | 105 | 4 | 131.48 | 4.38 | https://re.jrc.ec.europa.eu/api/v5_3/PVcalc?lat=30.0444&lon=31.2357&peakpower=1&loss=14&angle=50&aspect=-75&outputformat=json&raddatabase=PVGIS-SARAH3&pvtechchoice=crystSi&mountingplace=free&usehorizon=1
50 | 105 | 5 | 141.21 | 4.56 | https://re.jrc.ec.europa.eu/api/v5_3/PVcalc?lat=30.0444&lon=31.2357&peakpower=1&loss=14&angle=50&aspect=-75&outputformat=json&raddatabase=PVGIS-SARAH3&pvtechchoice=crystSi&mountingplace=free&usehorizon=1
50 | 105 | 6 | 139.54 | 4.65 | https://re.jrc.ec.europa.eu/api/v5_3/PVcalc?lat=30.0444&lon=31.2357&peakpower=1&loss=14&angle=50&aspect=-75&outputformat=json&raddatabase=PVGIS-SARAH3&pvtechchoice=crystSi&mountingplace=free&usehorizon=1
50 | 105 | 7 | 140.91 | 4.55 | https://re.jrc.ec.europa.eu/api/v5_3/PVcalc?lat=30.0444&lon=31.2357&peakpower=1&loss=14&angle=50&aspect=-75&outputformat=json&raddatabase=PVGIS-SARAH3&pvtechchoice=crystSi&mountingplace=free&usehorizon=1
50 | 105 | 8 | 137.28 | 4.43 | https://re.jrc.ec.europa.eu/api/v5_3/PVcalc?lat=30.0444&lon=31.2357&peakpower=1&loss=14&angle=50&aspect=-75&outputformat=json&raddatabase=PVGIS-SARAH3&pvtechchoice=crystSi&mountingplace=free&usehorizon=1
50 | 105 | 9 | 123.94 | 4.13 | https://re.jrc.ec.europa.eu/api/v5_3/PVcalc?lat=30.0444&lon=31.2357&peakpower=1&loss=14&angle=50&aspect=-75&outputformat=json&raddatabase=PVGIS-SARAH3&pvtechchoice=crystSi&mountingplace=free&usehorizon=1
50 | 105 | 10 | 114.62 | 3.7 | https://re.jrc.ec.europa.eu/api/v5_3/PVcalc?lat=30.0444&lon=31.2357&peakpower=1&loss=14&angle=50&aspect=-75&outputformat=json&raddatabase=PVGIS-SARAH3&pvtechchoice=crystSi&mountingplace=free&usehorizon=1
50 | 105 | 11 | 97.74 | 3.26 | https://re.jrc.ec.europa.eu/api/v5_3/PVcalc?lat=30.0444&lon=31.2357&peakpower=1&loss=14&angle=50&aspect=-75&outputformat=json&raddatabase=PVGIS-SARAH3&pvtechchoice=crystSi&mountingplace=free&usehorizon=1
50 | 105 | 12 | 91.39 | 2.95 | https://re.jrc.ec.europa.eu/api/v5_3/PVcalc?lat=30.0444&lon=31.2357&peakpower=1&loss=14&angle=50&aspect=-75&outputformat=json&raddatabase=PVGIS-SARAH3&pvtechchoice=crystSi&mountingplace=free&usehorizon=1
50 | 120 | 1 | 108.08 | 3.49 | https://re.jrc.ec.europa.eu/api/v5_3/PVcalc?lat=30.0444&lon=31.2357&peakpower=1&loss=14&angle=50&aspect=-60&outputformat=json&raddatabase=PVGIS-SARAH3&pvtechchoice=crystSi&mountingplace=free&usehorizon=1
50 | 120 | 2 | 109.97 | 3.93 | https://re.jrc.ec.europa.eu/api/v5_3/PVcalc?lat=30.0444&lon=31.2357&peakpower=1&loss=14&angle=50&aspect=-60&outputformat=json&raddatabase=PVGIS-SARAH3&pvtechchoice=crystSi&mountingplace=free&usehorizon=1
50 | 120 | 3 | 134.44 | 4.34 | https://re.jrc.ec.europa.eu/api/v5_3/PVcalc?lat=30.0444&lon=31.2357&peakpower=1&loss=14&angle=50&aspect=-60&outputformat=json&raddatabase=PVGIS-SARAH3&pvtechchoice=crystSi&mountingplace=free&usehorizon=1
50 | 120 | 4 | 135.81 | 4.53 | https://re.jrc.ec.europa.eu/api/v5_3/PVcalc?lat=30.0444&lon=31.2357&peakpower=1&loss=14&angle=50&aspect=-60&outputformat=json&raddatabase=PVGIS-SARAH3&pvtechchoice=crystSi&mountingplace=free&usehorizon=1
50 | 120 | 5 | 141.51 | 4.56 | https://re.jrc.ec.europa.eu/api/v5_3/PVcalc?lat=30.0444&lon=31.2357&peakpower=1&loss=14&angle=50&aspect=-60&outputformat=json&raddatabase=PVGIS-SARAH3&pvtechchoice=crystSi&mountingplace=free&usehorizon=1
50 | 120 | 6 | 137.47 | 4.58 | https://re.jrc.ec.europa.eu/api/v5_3/PVcalc?lat=30.0444&lon=31.2357&peakpower=1&loss=14&angle=50&aspect=-60&outputformat=json&raddatabase=PVGIS-SARAH3&pvtechchoice=crystSi&mountingplace=free&usehorizon=1
50 | 120 | 7 | 139.7 | 4.51 | https://re.jrc.ec.europa.eu/api/v5_3/PVcalc?lat=30.0444&lon=31.2357&peakpower=1&loss=14&angle=50&aspect=-60&outputformat=json&raddatabase=PVGIS-SARAH3&pvtechchoice=crystSi&mountingplace=free&usehorizon=1
50 | 120 | 8 | 139.85 | 4.51 | https://re.jrc.ec.europa.eu/api/v5_3/PVcalc?lat=30.0444&lon=31.2357&peakpower=1&loss=14&angle=50&aspect=-60&outputformat=json&raddatabase=PVGIS-SARAH3&pvtechchoice=crystSi&mountingplace=free&usehorizon=1
50 | 120 | 9 | 132.09 | 4.4 | https://re.jrc.ec.europa.eu/api/v5_3/PVcalc?lat=30.0444&lon=31.2357&peakpower=1&loss=14&angle=50&aspect=-60&outputformat=json&raddatabase=PVGIS-SARAH3&pvtechchoice=crystSi&mountingplace=free&usehorizon=1
50 | 120 | 10 | 127.22 | 4.1 | https://re.jrc.ec.europa.eu/api/v5_3/PVcalc?lat=30.0444&lon=31.2357&peakpower=1&loss=14&angle=50&aspect=-60&outputformat=json&raddatabase=PVGIS-SARAH3&pvtechchoice=crystSi&mountingplace=free&usehorizon=1
50 | 120 | 11 | 112.77 | 3.76 | https://re.jrc.ec.europa.eu/api/v5_3/PVcalc?lat=30.0444&lon=31.2357&peakpower=1&loss=14&angle=50&aspect=-60&outputformat=json&raddatabase=PVGIS-SARAH3&pvtechchoice=crystSi&mountingplace=free&usehorizon=1
50 | 120 | 12 | 107.48 | 3.47 | https://re.jrc.ec.europa.eu/api/v5_3/PVcalc?lat=30.0444&lon=31.2357&peakpower=1&loss=14&angle=50&aspect=-60&outputformat=json&raddatabase=PVGIS-SARAH3&pvtechchoice=crystSi&mountingplace=free&usehorizon=1
50 | 135 | 1 | 121.61 | 3.92 | https://re.jrc.ec.europa.eu/api/v5_3/PVcalc?lat=30.0444&lon=31.2357&peakpower=1&loss=14&angle=50&aspect=-45&outputformat=json&raddatabase=PVGIS-SARAH3&pvtechchoice=crystSi&mountingplace=free&usehorizon=1
50 | 135 | 2 | 119.69 | 4.27 | https://re.jrc.ec.europa.eu/api/v5_3/PVcalc?lat=30.0444&lon=31.2357&peakpower=1&loss=14&angle=50&aspect=-45&outputformat=json&raddatabase=PVGIS-SARAH3&pvtechchoice=crystSi&mountingplace=free&usehorizon=1
50 | 135 | 3 | 142.67 | 4.6 | https://re.jrc.ec.europa.eu/api/v5_3/PVcalc?lat=30.0444&lon=31.2357&peakpower=1&loss=14&angle=50&aspect=-45&outputformat=json&raddatabase=PVGIS-SARAH3&pvtechchoice=crystSi&mountingplace=free&usehorizon=1
50 | 135 | 4 | 139.12 | 4.64 | https://re.jrc.ec.europa.eu/api/v5_3/PVcalc?lat=30.0444&lon=31.2357&peakpower=1&loss=14&angle=50&aspect=-45&outputformat=json&raddatabase=PVGIS-SARAH3&pvtechchoice=crystSi&mountingplace=free&usehorizon=1
50 | 135 | 5 | 140.04 | 4.52 | https://re.jrc.ec.europa.eu/api/v5_3/PVcalc?lat=30.0444&lon=31.2357&peakpower=1&loss=14&angle=50&aspect=-45&outputformat=json&raddatabase=PVGIS-SARAH3&pvtechchoice=crystSi&mountingplace=free&usehorizon=1
50 | 135 | 6 | 134.15 | 4.47 | https://re.jrc.ec.europa.eu/api/v5_3/PVcalc?lat=30.0444&lon=31.2357&peakpower=1&loss=14&angle=50&aspect=-45&outputformat=json&raddatabase=PVGIS-SARAH3&pvtechchoice=crystSi&mountingplace=free&usehorizon=1
50 | 135 | 7 | 138.22 | 4.46 | https://re.jrc.ec.europa.eu/api/v5_3/PVcalc?lat=30.0444&lon=31.2357&peakpower=1&loss=14&angle=50&aspect=-45&outputformat=json&raddatabase=PVGIS-SARAH3&pvtechchoice=crystSi&mountingplace=free&usehorizon=1
50 | 135 | 8 | 142.02 | 4.58 | https://re.jrc.ec.europa.eu/api/v5_3/PVcalc?lat=30.0444&lon=31.2357&peakpower=1&loss=14&angle=50&aspect=-45&outputformat=json&raddatabase=PVGIS-SARAH3&pvtechchoice=crystSi&mountingplace=free&usehorizon=1
50 | 135 | 9 | 138.57 | 4.62 | https://re.jrc.ec.europa.eu/api/v5_3/PVcalc?lat=30.0444&lon=31.2357&peakpower=1&loss=14&angle=50&aspect=-45&outputformat=json&raddatabase=PVGIS-SARAH3&pvtechchoice=crystSi&mountingplace=free&usehorizon=1
50 | 135 | 10 | 137.8 | 4.45 | https://re.jrc.ec.europa.eu/api/v5_3/PVcalc?lat=30.0444&lon=31.2357&peakpower=1&loss=14&angle=50&aspect=-45&outputformat=json&raddatabase=PVGIS-SARAH3&pvtechchoice=crystSi&mountingplace=free&usehorizon=1
50 | 135 | 11 | 125.97 | 4.2 | https://re.jrc.ec.europa.eu/api/v5_3/PVcalc?lat=30.0444&lon=31.2357&peakpower=1&loss=14&angle=50&aspect=-45&outputformat=json&raddatabase=PVGIS-SARAH3&pvtechchoice=crystSi&mountingplace=free&usehorizon=1
50 | 135 | 12 | 121.96 | 3.93 | https://re.jrc.ec.europa.eu/api/v5_3/PVcalc?lat=30.0444&lon=31.2357&peakpower=1&loss=14&angle=50&aspect=-45&outputformat=json&raddatabase=PVGIS-SARAH3&pvtechchoice=crystSi&mountingplace=free&usehorizon=1
50 | 150 | 1 | 132.89 | 4.29 | https://re.jrc.ec.europa.eu/api/v5_3/PVcalc?lat=30.0444&lon=31.2357&peakpower=1&loss=14&angle=50&aspect=-30&outputformat=json&raddatabase=PVGIS-SARAH3&pvtechchoice=crystSi&mountingplace=free&usehorizon=1
50 | 150 | 2 | 127.52 | 4.55 | https://re.jrc.ec.europa.eu/api/v5_3/PVcalc?lat=30.0444&lon=31.2357&peakpower=1&loss=14&angle=50&aspect=-30&outputformat=json&raddatabase=PVGIS-SARAH3&pvtechchoice=crystSi&mountingplace=free&usehorizon=1
50 | 150 | 3 | 148.97 | 4.81 | https://re.jrc.ec.europa.eu/api/v5_3/PVcalc?lat=30.0444&lon=31.2357&peakpower=1&loss=14&angle=50&aspect=-30&outputformat=json&raddatabase=PVGIS-SARAH3&pvtechchoice=crystSi&mountingplace=free&usehorizon=1
50 | 150 | 4 | 141.38 | 4.71 | https://re.jrc.ec.europa.eu/api/v5_3/PVcalc?lat=30.0444&lon=31.2357&peakpower=1&loss=14&angle=50&aspect=-30&outputformat=json&raddatabase=PVGIS-SARAH3&pvtechchoice=crystSi&mountingplace=free&usehorizon=1
50 | 150 | 5 | 138.45 | 4.47 | https://re.jrc.ec.europa.eu/api/v5_3/PVcalc?lat=30.0444&lon=31.2357&peakpower=1&loss=14&angle=50&aspect=-30&outputformat=json&raddatabase=PVGIS-SARAH3&pvtechchoice=crystSi&mountingplace=free&usehorizon=1
50 | 150 | 6 | 130.64 | 4.35 | https://re.jrc.ec.europa.eu/api/v5_3/PVcalc?lat=30.0444&lon=31.2357&peakpower=1&loss=14&angle=50&aspect=-30&outputformat=json&raddatabase=PVGIS-SARAH3&pvtechchoice=crystSi&mountingplace=free&usehorizon=1
50 | 150 | 7 | 135.94 | 4.39 | https://re.jrc.ec.europa.eu/api/v5_3/PVcalc?lat=30.0444&lon=31.2357&peakpower=1&loss=14&angle=50&aspect=-30&outputformat=json&raddatabase=PVGIS-SARAH3&pvtechchoice=crystSi&mountingplace=free&usehorizon=1
50 | 150 | 8 | 142.68 | 4.6 | https://re.jrc.ec.europa.eu/api/v5_3/PVcalc?lat=30.0444&lon=31.2357&peakpower=1&loss=14&angle=50&aspect=-30&outputformat=json&raddatabase=PVGIS-SARAH3&pvtechchoice=crystSi&mountingplace=free&usehorizon=1
50 | 150 | 9 | 144.06 | 4.8 | https://re.jrc.ec.europa.eu/api/v5_3/PVcalc?lat=30.0444&lon=31.2357&peakpower=1&loss=14&angle=50&aspect=-30&outputformat=json&raddatabase=PVGIS-SARAH3&pvtechchoice=crystSi&mountingplace=free&usehorizon=1
50 | 150 | 10 | 147.04 | 4.74 | https://re.jrc.ec.europa.eu/api/v5_3/PVcalc?lat=30.0444&lon=31.2357&peakpower=1&loss=14&angle=50&aspect=-30&outputformat=json&raddatabase=PVGIS-SARAH3&pvtechchoice=crystSi&mountingplace=free&usehorizon=1
50 | 150 | 11 | 137.22 | 4.57 | https://re.jrc.ec.europa.eu/api/v5_3/PVcalc?lat=30.0444&lon=31.2357&peakpower=1&loss=14&angle=50&aspect=-30&outputformat=json&raddatabase=PVGIS-SARAH3&pvtechchoice=crystSi&mountingplace=free&usehorizon=1
50 | 150 | 12 | 133.87 | 4.32 | https://re.jrc.ec.europa.eu/api/v5_3/PVcalc?lat=30.0444&lon=31.2357&peakpower=1&loss=14&angle=50&aspect=-30&outputformat=json&raddatabase=PVGIS-SARAH3&pvtechchoice=crystSi&mountingplace=free&usehorizon=1
50 | 165 | 1 | 140.44 | 4.53 | https://re.jrc.ec.europa.eu/api/v5_3/PVcalc?lat=30.0444&lon=31.2357&peakpower=1&loss=14&angle=50&aspect=-15&outputformat=json&raddatabase=PVGIS-SARAH3&pvtechchoice=crystSi&mountingplace=free&usehorizon=1
50 | 165 | 2 | 132.79 | 4.74 | https://re.jrc.ec.europa.eu/api/v5_3/PVcalc?lat=30.0444&lon=31.2357&peakpower=1&loss=14&angle=50&aspect=-15&outputformat=json&raddatabase=PVGIS-SARAH3&pvtechchoice=crystSi&mountingplace=free&usehorizon=1
50 | 165 | 3 | 153.95 | 4.97 | https://re.jrc.ec.europa.eu/api/v5_3/PVcalc?lat=30.0444&lon=31.2357&peakpower=1&loss=14&angle=50&aspect=-15&outputformat=json&raddatabase=PVGIS-SARAH3&pvtechchoice=crystSi&mountingplace=free&usehorizon=1
50 | 165 | 4 | 143.23 | 4.77 | https://re.jrc.ec.europa.eu/api/v5_3/PVcalc?lat=30.0444&lon=31.2357&peakpower=1&loss=14&angle=50&aspect=-15&outputformat=json&raddatabase=PVGIS-SARAH3&pvtechchoice=crystSi&mountingplace=free&usehorizon=1
50 | 165 | 5 | 136.2 | 4.39 | https://re.jrc.ec.europa.eu/api/v5_3/PVcalc?lat=30.0444&lon=31.2357&peakpower=1&loss=14&angle=50&aspect=-15&outputformat=json&raddatabase=PVGIS-SARAH3&pvtechchoice=crystSi&mountingplace=free&usehorizon=1
50 | 165 | 6 | 126.79 | 4.23 | https://re.jrc.ec.europa.eu/api/v5_3/PVcalc?lat=30.0444&lon=31.2357&peakpower=1&loss=14&angle=50&aspect=-15&outputformat=json&raddatabase=PVGIS-SARAH3&pvtechchoice=crystSi&mountingplace=free&usehorizon=1
50 | 165 | 7 | 133.49 | 4.31 | https://re.jrc.ec.europa.eu/api/v5_3/PVcalc?lat=30.0444&lon=31.2357&peakpower=1&loss=14&angle=50&aspect=-15&outputformat=json&raddatabase=PVGIS-SARAH3&pvtechchoice=crystSi&mountingplace=free&usehorizon=1
50 | 165 | 8 | 143.64 | 4.63 | https://re.jrc.ec.europa.eu/api/v5_3/PVcalc?lat=30.0444&lon=31.2357&peakpower=1&loss=14&angle=50&aspect=-15&outputformat=json&raddatabase=PVGIS-SARAH3&pvtechchoice=crystSi&mountingplace=free&usehorizon=1
50 | 165 | 9 | 149.05 | 4.97 | https://re.jrc.ec.europa.eu/api/v5_3/PVcalc?lat=30.0444&lon=31.2357&peakpower=1&loss=14&angle=50&aspect=-15&outputformat=json&raddatabase=PVGIS-SARAH3&pvtechchoice=crystSi&mountingplace=free&usehorizon=1
50 | 165 | 10 | 154.34 | 4.98 | https://re.jrc.ec.europa.eu/api/v5_3/PVcalc?lat=30.0444&lon=31.2357&peakpower=1&loss=14&angle=50&aspect=-15&outputformat=json&raddatabase=PVGIS-SARAH3&pvtechchoice=crystSi&mountingplace=free&usehorizon=1
50 | 165 | 11 | 145.13 | 4.84 | https://re.jrc.ec.europa.eu/api/v5_3/PVcalc?lat=30.0444&lon=31.2357&peakpower=1&loss=14&angle=50&aspect=-15&outputformat=json&raddatabase=PVGIS-SARAH3&pvtechchoice=crystSi&mountingplace=free&usehorizon=1
50 | 165 | 12 | 141.79 | 4.57 | https://re.jrc.ec.europa.eu/api/v5_3/PVcalc?lat=30.0444&lon=31.2357&peakpower=1&loss=14&angle=50&aspect=-15&outputformat=json&raddatabase=PVGIS-SARAH3&pvtechchoice=crystSi&mountingplace=free&usehorizon=1
50 | 180 | 1 | 142.71 | 4.6 | https://re.jrc.ec.europa.eu/api/v5_3/PVcalc?lat=30.0444&lon=31.2357&peakpower=1&loss=14&angle=50&aspect=0&outputformat=json&raddatabase=PVGIS-SARAH3&pvtechchoice=crystSi&mountingplace=free&usehorizon=1
50 | 180 | 2 | 134.4 | 4.8 | https://re.jrc.ec.europa.eu/api/v5_3/PVcalc?lat=30.0444&lon=31.2357&peakpower=1&loss=14&angle=50&aspect=0&outputformat=json&raddatabase=PVGIS-SARAH3&pvtechchoice=crystSi&mountingplace=free&usehorizon=1
50 | 180 | 3 | 156.71 | 5.06 | https://re.jrc.ec.europa.eu/api/v5_3/PVcalc?lat=30.0444&lon=31.2357&peakpower=1&loss=14&angle=50&aspect=0&outputformat=json&raddatabase=PVGIS-SARAH3&pvtechchoice=crystSi&mountingplace=free&usehorizon=1
50 | 180 | 4 | 144.46 | 4.82 | https://re.jrc.ec.europa.eu/api/v5_3/PVcalc?lat=30.0444&lon=31.2357&peakpower=1&loss=14&angle=50&aspect=0&outputformat=json&raddatabase=PVGIS-SARAH3&pvtechchoice=crystSi&mountingplace=free&usehorizon=1
50 | 180 | 5 | 135.39 | 4.37 | https://re.jrc.ec.europa.eu/api/v5_3/PVcalc?lat=30.0444&lon=31.2357&peakpower=1&loss=14&angle=50&aspect=0&outputformat=json&raddatabase=PVGIS-SARAH3&pvtechchoice=crystSi&mountingplace=free&usehorizon=1
50 | 180 | 6 | 125.4 | 4.18 | https://re.jrc.ec.europa.eu/api/v5_3/PVcalc?lat=30.0444&lon=31.2357&peakpower=1&loss=14&angle=50&aspect=0&outputformat=json&raddatabase=PVGIS-SARAH3&pvtechchoice=crystSi&mountingplace=free&usehorizon=1
50 | 180 | 7 | 132.86 | 4.29 | https://re.jrc.ec.europa.eu/api/v5_3/PVcalc?lat=30.0444&lon=31.2357&peakpower=1&loss=14&angle=50&aspect=0&outputformat=json&raddatabase=PVGIS-SARAH3&pvtechchoice=crystSi&mountingplace=free&usehorizon=1
50 | 180 | 8 | 144.63 | 4.67 | https://re.jrc.ec.europa.eu/api/v5_3/PVcalc?lat=30.0444&lon=31.2357&peakpower=1&loss=14&angle=50&aspect=0&outputformat=json&raddatabase=PVGIS-SARAH3&pvtechchoice=crystSi&mountingplace=free&usehorizon=1
50 | 180 | 9 | 152.14 | 5.07 | https://re.jrc.ec.europa.eu/api/v5_3/PVcalc?lat=30.0444&lon=31.2357&peakpower=1&loss=14&angle=50&aspect=0&outputformat=json&raddatabase=PVGIS-SARAH3&pvtechchoice=crystSi&mountingplace=free&usehorizon=1
50 | 180 | 10 | 157.45 | 5.08 | https://re.jrc.ec.europa.eu/api/v5_3/PVcalc?lat=30.0444&lon=31.2357&peakpower=1&loss=14&angle=50&aspect=0&outputformat=json&raddatabase=PVGIS-SARAH3&pvtechchoice=crystSi&mountingplace=free&usehorizon=1
50 | 180 | 11 | 147.79 | 4.93 | https://re.jrc.ec.europa.eu/api/v5_3/PVcalc?lat=30.0444&lon=31.2357&peakpower=1&loss=14&angle=50&aspect=0&outputformat=json&raddatabase=PVGIS-SARAH3&pvtechchoice=crystSi&mountingplace=free&usehorizon=1
50 | 180 | 12 | 144.17 | 4.65 | https://re.jrc.ec.europa.eu/api/v5_3/PVcalc?lat=30.0444&lon=31.2357&peakpower=1&loss=14&angle=50&aspect=0&outputformat=json&raddatabase=PVGIS-SARAH3&pvtechchoice=crystSi&mountingplace=free&usehorizon=1
50 | 195 | 1 | 139.48 | 4.5 | https://re.jrc.ec.europa.eu/api/v5_3/PVcalc?lat=30.0444&lon=31.2357&peakpower=1&loss=14&angle=50&aspect=15&outputformat=json&raddatabase=PVGIS-SARAH3&pvtechchoice=crystSi&mountingplace=free&usehorizon=1
50 | 195 | 2 | 131.52 | 4.7 | https://re.jrc.ec.europa.eu/api/v5_3/PVcalc?lat=30.0444&lon=31.2357&peakpower=1&loss=14&angle=50&aspect=15&outputformat=json&raddatabase=PVGIS-SARAH3&pvtechchoice=crystSi&mountingplace=free&usehorizon=1
50 | 195 | 3 | 155.7 | 5.02 | https://re.jrc.ec.europa.eu/api/v5_3/PVcalc?lat=30.0444&lon=31.2357&peakpower=1&loss=14&angle=50&aspect=15&outputformat=json&raddatabase=PVGIS-SARAH3&pvtechchoice=crystSi&mountingplace=free&usehorizon=1
50 | 195 | 4 | 145.19 | 4.84 | https://re.jrc.ec.europa.eu/api/v5_3/PVcalc?lat=30.0444&lon=31.2357&peakpower=1&loss=14&angle=50&aspect=15&outputformat=json&raddatabase=PVGIS-SARAH3&pvtechchoice=crystSi&mountingplace=free&usehorizon=1
50 | 195 | 5 | 137.05 | 4.42 | https://re.jrc.ec.europa.eu/api/v5_3/PVcalc?lat=30.0444&lon=31.2357&peakpower=1&loss=14&angle=50&aspect=15&outputformat=json&raddatabase=PVGIS-SARAH3&pvtechchoice=crystSi&mountingplace=free&usehorizon=1
50 | 195 | 6 | 128.15 | 4.27 | https://re.jrc.ec.europa.eu/api/v5_3/PVcalc?lat=30.0444&lon=31.2357&peakpower=1&loss=14&angle=50&aspect=15&outputformat=json&raddatabase=PVGIS-SARAH3&pvtechchoice=crystSi&mountingplace=free&usehorizon=1
50 | 195 | 7 | 135.74 | 4.38 | https://re.jrc.ec.europa.eu/api/v5_3/PVcalc?lat=30.0444&lon=31.2357&peakpower=1&loss=14&angle=50&aspect=15&outputformat=json&raddatabase=PVGIS-SARAH3&pvtechchoice=crystSi&mountingplace=free&usehorizon=1
50 | 195 | 8 | 146.62 | 4.73 | https://re.jrc.ec.europa.eu/api/v5_3/PVcalc?lat=30.0444&lon=31.2357&peakpower=1&loss=14&angle=50&aspect=15&outputformat=json&raddatabase=PVGIS-SARAH3&pvtechchoice=crystSi&mountingplace=free&usehorizon=1
50 | 195 | 9 | 152.62 | 5.09 | https://re.jrc.ec.europa.eu/api/v5_3/PVcalc?lat=30.0444&lon=31.2357&peakpower=1&loss=14&angle=50&aspect=15&outputformat=json&raddatabase=PVGIS-SARAH3&pvtechchoice=crystSi&mountingplace=free&usehorizon=1
50 | 195 | 10 | 155.4 | 5.01 | https://re.jrc.ec.europa.eu/api/v5_3/PVcalc?lat=30.0444&lon=31.2357&peakpower=1&loss=14&angle=50&aspect=15&outputformat=json&raddatabase=PVGIS-SARAH3&pvtechchoice=crystSi&mountingplace=free&usehorizon=1
50 | 195 | 11 | 144.72 | 4.82 | https://re.jrc.ec.europa.eu/api/v5_3/PVcalc?lat=30.0444&lon=31.2357&peakpower=1&loss=14&angle=50&aspect=15&outputformat=json&raddatabase=PVGIS-SARAH3&pvtechchoice=crystSi&mountingplace=free&usehorizon=1
50 | 195 | 12 | 140.77 | 4.54 | https://re.jrc.ec.europa.eu/api/v5_3/PVcalc?lat=30.0444&lon=31.2357&peakpower=1&loss=14&angle=50&aspect=15&outputformat=json&raddatabase=PVGIS-SARAH3&pvtechchoice=crystSi&mountingplace=free&usehorizon=1
50 | 210 | 1 | 131.02 | 4.23 | https://re.jrc.ec.europa.eu/api/v5_3/PVcalc?lat=30.0444&lon=31.2357&peakpower=1&loss=14&angle=50&aspect=30&outputformat=json&raddatabase=PVGIS-SARAH3&pvtechchoice=crystSi&mountingplace=free&usehorizon=1
50 | 210 | 2 | 124.93 | 4.46 | https://re.jrc.ec.europa.eu/api/v5_3/PVcalc?lat=30.0444&lon=31.2357&peakpower=1&loss=14&angle=50&aspect=30&outputformat=json&raddatabase=PVGIS-SARAH3&pvtechchoice=crystSi&mountingplace=free&usehorizon=1
50 | 210 | 3 | 151.79 | 4.9 | https://re.jrc.ec.europa.eu/api/v5_3/PVcalc?lat=30.0444&lon=31.2357&peakpower=1&loss=14&angle=50&aspect=30&outputformat=json&raddatabase=PVGIS-SARAH3&pvtechchoice=crystSi&mountingplace=free&usehorizon=1
50 | 210 | 4 | 144.96 | 4.83 | https://re.jrc.ec.europa.eu/api/v5_3/PVcalc?lat=30.0444&lon=31.2357&peakpower=1&loss=14&angle=50&aspect=30&outputformat=json&raddatabase=PVGIS-SARAH3&pvtechchoice=crystSi&mountingplace=free&usehorizon=1
50 | 210 | 5 | 140.16 | 4.52 | https://re.jrc.ec.europa.eu/api/v5_3/PVcalc?lat=30.0444&lon=31.2357&peakpower=1&loss=14&angle=50&aspect=30&outputformat=json&raddatabase=PVGIS-SARAH3&pvtechchoice=crystSi&mountingplace=free&usehorizon=1
50 | 210 | 6 | 133.59 | 4.45 | https://re.jrc.ec.europa.eu/api/v5_3/PVcalc?lat=30.0444&lon=31.2357&peakpower=1&loss=14&angle=50&aspect=30&outputformat=json&raddatabase=PVGIS-SARAH3&pvtechchoice=crystSi&mountingplace=free&usehorizon=1
50 | 210 | 7 | 140.95 | 4.55 | https://re.jrc.ec.europa.eu/api/v5_3/PVcalc?lat=30.0444&lon=31.2357&peakpower=1&loss=14&angle=50&aspect=30&outputformat=json&raddatabase=PVGIS-SARAH3&pvtechchoice=crystSi&mountingplace=free&usehorizon=1
50 | 210 | 8 | 148.83 | 4.8 | https://re.jrc.ec.europa.eu/api/v5_3/PVcalc?lat=30.0444&lon=31.2357&peakpower=1&loss=14&angle=50&aspect=30&outputformat=json&raddatabase=PVGIS-SARAH3&pvtechchoice=crystSi&mountingplace=free&usehorizon=1
50 | 210 | 9 | 150.62 | 5.02 | https://re.jrc.ec.europa.eu/api/v5_3/PVcalc?lat=30.0444&lon=31.2357&peakpower=1&loss=14&angle=50&aspect=30&outputformat=json&raddatabase=PVGIS-SARAH3&pvtechchoice=crystSi&mountingplace=free&usehorizon=1
50 | 210 | 10 | 148.87 | 4.8 | https://re.jrc.ec.europa.eu/api/v5_3/PVcalc?lat=30.0444&lon=31.2357&peakpower=1&loss=14&angle=50&aspect=30&outputformat=json&raddatabase=PVGIS-SARAH3&pvtechchoice=crystSi&mountingplace=free&usehorizon=1
50 | 210 | 11 | 136.39 | 4.55 | https://re.jrc.ec.europa.eu/api/v5_3/PVcalc?lat=30.0444&lon=31.2357&peakpower=1&loss=14&angle=50&aspect=30&outputformat=json&raddatabase=PVGIS-SARAH3&pvtechchoice=crystSi&mountingplace=free&usehorizon=1
50 | 210 | 12 | 131.9 | 4.25 | https://re.jrc.ec.europa.eu/api/v5_3/PVcalc?lat=30.0444&lon=31.2357&peakpower=1&loss=14&angle=50&aspect=30&outputformat=json&raddatabase=PVGIS-SARAH3&pvtechchoice=crystSi&mountingplace=free&usehorizon=1
50 | 225 | 1 | 118.48 | 3.82 | https://re.jrc.ec.europa.eu/api/v5_3/PVcalc?lat=30.0444&lon=31.2357&peakpower=1&loss=14&angle=50&aspect=45&outputformat=json&raddatabase=PVGIS-SARAH3&pvtechchoice=crystSi&mountingplace=free&usehorizon=1
50 | 225 | 2 | 115.89 | 4.14 | https://re.jrc.ec.europa.eu/api/v5_3/PVcalc?lat=30.0444&lon=31.2357&peakpower=1&loss=14&angle=50&aspect=45&outputformat=json&raddatabase=PVGIS-SARAH3&pvtechchoice=crystSi&mountingplace=free&usehorizon=1
50 | 225 | 3 | 145.9 | 4.71 | https://re.jrc.ec.europa.eu/api/v5_3/PVcalc?lat=30.0444&lon=31.2357&peakpower=1&loss=14&angle=50&aspect=45&outputformat=json&raddatabase=PVGIS-SARAH3&pvtechchoice=crystSi&mountingplace=free&usehorizon=1
50 | 225 | 4 | 143.71 | 4.79 | https://re.jrc.ec.europa.eu/api/v5_3/PVcalc?lat=30.0444&lon=31.2357&peakpower=1&loss=14&angle=50&aspect=45&outputformat=json&raddatabase=PVGIS-SARAH3&pvtechchoice=crystSi&mountingplace=free&usehorizon=1
50 | 225 | 5 | 143.46 | 4.63 | https://re.jrc.ec.europa.eu/api/v5_3/PVcalc?lat=30.0444&lon=31.2357&peakpower=1&loss=14&angle=50&aspect=45&outputformat=json&raddatabase=PVGIS-SARAH3&pvtechchoice=crystSi&mountingplace=free&usehorizon=1
50 | 225 | 6 | 140.36 | 4.68 | https://re.jrc.ec.europa.eu/api/v5_3/PVcalc?lat=30.0444&lon=31.2357&peakpower=1&loss=14&angle=50&aspect=45&outputformat=json&raddatabase=PVGIS-SARAH3&pvtechchoice=crystSi&mountingplace=free&usehorizon=1
50 | 225 | 7 | 147.15 | 4.75 | https://re.jrc.ec.europa.eu/api/v5_3/PVcalc?lat=30.0444&lon=31.2357&peakpower=1&loss=14&angle=50&aspect=45&outputformat=json&raddatabase=PVGIS-SARAH3&pvtechchoice=crystSi&mountingplace=free&usehorizon=1
50 | 225 | 8 | 150.57 | 4.86 | https://re.jrc.ec.europa.eu/api/v5_3/PVcalc?lat=30.0444&lon=31.2357&peakpower=1&loss=14&angle=50&aspect=45&outputformat=json&raddatabase=PVGIS-SARAH3&pvtechchoice=crystSi&mountingplace=free&usehorizon=1
50 | 225 | 9 | 146.45 | 4.88 | https://re.jrc.ec.europa.eu/api/v5_3/PVcalc?lat=30.0444&lon=31.2357&peakpower=1&loss=14&angle=50&aspect=45&outputformat=json&raddatabase=PVGIS-SARAH3&pvtechchoice=crystSi&mountingplace=free&usehorizon=1
50 | 225 | 10 | 139.77 | 4.51 | https://re.jrc.ec.europa.eu/api/v5_3/PVcalc?lat=30.0444&lon=31.2357&peakpower=1&loss=14&angle=50&aspect=45&outputformat=json&raddatabase=PVGIS-SARAH3&pvtechchoice=crystSi&mountingplace=free&usehorizon=1
50 | 225 | 11 | 124.61 | 4.15 | https://re.jrc.ec.europa.eu/api/v5_3/PVcalc?lat=30.0444&lon=31.2357&peakpower=1&loss=14&angle=50&aspect=45&outputformat=json&raddatabase=PVGIS-SARAH3&pvtechchoice=crystSi&mountingplace=free&usehorizon=1
50 | 225 | 12 | 118.8 | 3.83 | https://re.jrc.ec.europa.eu/api/v5_3/PVcalc?lat=30.0444&lon=31.2357&peakpower=1&loss=14&angle=50&aspect=45&outputformat=json&raddatabase=PVGIS-SARAH3&pvtechchoice=crystSi&mountingplace=free&usehorizon=1
50 | 240 | 1 | 104.19 | 3.36 | https://re.jrc.ec.europa.eu/api/v5_3/PVcalc?lat=30.0444&lon=31.2357&peakpower=1&loss=14&angle=50&aspect=60&outputformat=json&raddatabase=PVGIS-SARAH3&pvtechchoice=crystSi&mountingplace=free&usehorizon=1
50 | 240 | 2 | 105.25 | 3.76 | https://re.jrc.ec.europa.eu/api/v5_3/PVcalc?lat=30.0444&lon=31.2357&peakpower=1&loss=14&angle=50&aspect=60&outputformat=json&raddatabase=PVGIS-SARAH3&pvtechchoice=crystSi&mountingplace=free&usehorizon=1
50 | 240 | 3 | 138.04 | 4.45 | https://re.jrc.ec.europa.eu/api/v5_3/PVcalc?lat=30.0444&lon=31.2357&peakpower=1&loss=14&angle=50&aspect=60&outputformat=json&raddatabase=PVGIS-SARAH3&pvtechchoice=crystSi&mountingplace=free&usehorizon=1
50 | 240 | 4 | 140.88 | 4.7 | https://re.jrc.ec.europa.eu/api/v5_3/PVcalc?lat=30.0444&lon=31.2357&peakpower=1&loss=14&angle=50&aspect=60&outputformat=json&raddatabase=PVGIS-SARAH3&pvtechchoice=crystSi&mountingplace=free&usehorizon=1
50 | 240 | 5 | 145.28 | 4.69 | https://re.jrc.ec.europa.eu/api/v5_3/PVcalc?lat=30.0444&lon=31.2357&peakpower=1&loss=14&angle=50&aspect=60&outputformat=json&raddatabase=PVGIS-SARAH3&pvtechchoice=crystSi&mountingplace=free&usehorizon=1
50 | 240 | 6 | 145.35 | 4.84 | https://re.jrc.ec.europa.eu/api/v5_3/PVcalc?lat=30.0444&lon=31.2357&peakpower=1&loss=14&angle=50&aspect=60&outputformat=json&raddatabase=PVGIS-SARAH3&pvtechchoice=crystSi&mountingplace=free&usehorizon=1
50 | 240 | 7 | 151.27 | 4.88 | https://re.jrc.ec.europa.eu/api/v5_3/PVcalc?lat=30.0444&lon=31.2357&peakpower=1&loss=14&angle=50&aspect=60&outputformat=json&raddatabase=PVGIS-SARAH3&pvtechchoice=crystSi&mountingplace=free&usehorizon=1
50 | 240 | 8 | 150.22 | 4.85 | https://re.jrc.ec.europa.eu/api/v5_3/PVcalc?lat=30.0444&lon=31.2357&peakpower=1&loss=14&angle=50&aspect=60&outputformat=json&raddatabase=PVGIS-SARAH3&pvtechchoice=crystSi&mountingplace=free&usehorizon=1
50 | 240 | 9 | 141.07 | 4.7 | https://re.jrc.ec.europa.eu/api/v5_3/PVcalc?lat=30.0444&lon=31.2357&peakpower=1&loss=14&angle=50&aspect=60&outputformat=json&raddatabase=PVGIS-SARAH3&pvtechchoice=crystSi&mountingplace=free&usehorizon=1
50 | 240 | 10 | 129.2 | 4.17 | https://re.jrc.ec.europa.eu/api/v5_3/PVcalc?lat=30.0444&lon=31.2357&peakpower=1&loss=14&angle=50&aspect=60&outputformat=json&raddatabase=PVGIS-SARAH3&pvtechchoice=crystSi&mountingplace=free&usehorizon=1
50 | 240 | 11 | 111 | 3.7 | https://re.jrc.ec.europa.eu/api/v5_3/PVcalc?lat=30.0444&lon=31.2357&peakpower=1&loss=14&angle=50&aspect=60&outputformat=json&raddatabase=PVGIS-SARAH3&pvtechchoice=crystSi&mountingplace=free&usehorizon=1
50 | 240 | 12 | 103.64 | 3.34 | https://re.jrc.ec.europa.eu/api/v5_3/PVcalc?lat=30.0444&lon=31.2357&peakpower=1&loss=14&angle=50&aspect=60&outputformat=json&raddatabase=PVGIS-SARAH3&pvtechchoice=crystSi&mountingplace=free&usehorizon=1
50 | 255 | 1 | 89.22 | 2.88 | https://re.jrc.ec.europa.eu/api/v5_3/PVcalc?lat=30.0444&lon=31.2357&peakpower=1&loss=14&angle=50&aspect=75&outputformat=json&raddatabase=PVGIS-SARAH3&pvtechchoice=crystSi&mountingplace=free&usehorizon=1
50 | 255 | 2 | 94.19 | 3.36 | https://re.jrc.ec.europa.eu/api/v5_3/PVcalc?lat=30.0444&lon=31.2357&peakpower=1&loss=14&angle=50&aspect=75&outputformat=json&raddatabase=PVGIS-SARAH3&pvtechchoice=crystSi&mountingplace=free&usehorizon=1
50 | 255 | 3 | 129.24 | 4.17 | https://re.jrc.ec.europa.eu/api/v5_3/PVcalc?lat=30.0444&lon=31.2357&peakpower=1&loss=14&angle=50&aspect=75&outputformat=json&raddatabase=PVGIS-SARAH3&pvtechchoice=crystSi&mountingplace=free&usehorizon=1
50 | 255 | 4 | 136.41 | 4.55 | https://re.jrc.ec.europa.eu/api/v5_3/PVcalc?lat=30.0444&lon=31.2357&peakpower=1&loss=14&angle=50&aspect=75&outputformat=json&raddatabase=PVGIS-SARAH3&pvtechchoice=crystSi&mountingplace=free&usehorizon=1
50 | 255 | 5 | 145.4 | 4.69 | https://re.jrc.ec.europa.eu/api/v5_3/PVcalc?lat=30.0444&lon=31.2357&peakpower=1&loss=14&angle=50&aspect=75&outputformat=json&raddatabase=PVGIS-SARAH3&pvtechchoice=crystSi&mountingplace=free&usehorizon=1
50 | 255 | 6 | 148.53 | 4.95 | https://re.jrc.ec.europa.eu/api/v5_3/PVcalc?lat=30.0444&lon=31.2357&peakpower=1&loss=14&angle=50&aspect=75&outputformat=json&raddatabase=PVGIS-SARAH3&pvtechchoice=crystSi&mountingplace=free&usehorizon=1
50 | 255 | 7 | 153.53 | 4.95 | https://re.jrc.ec.europa.eu/api/v5_3/PVcalc?lat=30.0444&lon=31.2357&peakpower=1&loss=14&angle=50&aspect=75&outputformat=json&raddatabase=PVGIS-SARAH3&pvtechchoice=crystSi&mountingplace=free&usehorizon=1
50 | 255 | 8 | 147.91 | 4.77 | https://re.jrc.ec.europa.eu/api/v5_3/PVcalc?lat=30.0444&lon=31.2357&peakpower=1&loss=14&angle=50&aspect=75&outputformat=json&raddatabase=PVGIS-SARAH3&pvtechchoice=crystSi&mountingplace=free&usehorizon=1
50 | 255 | 9 | 133.23 | 4.44 | https://re.jrc.ec.europa.eu/api/v5_3/PVcalc?lat=30.0444&lon=31.2357&peakpower=1&loss=14&angle=50&aspect=75&outputformat=json&raddatabase=PVGIS-SARAH3&pvtechchoice=crystSi&mountingplace=free&usehorizon=1
50 | 255 | 10 | 116.47 | 3.76 | https://re.jrc.ec.europa.eu/api/v5_3/PVcalc?lat=30.0444&lon=31.2357&peakpower=1&loss=14&angle=50&aspect=75&outputformat=json&raddatabase=PVGIS-SARAH3&pvtechchoice=crystSi&mountingplace=free&usehorizon=1
50 | 255 | 11 | 95.81 | 3.19 | https://re.jrc.ec.europa.eu/api/v5_3/PVcalc?lat=30.0444&lon=31.2357&peakpower=1&loss=14&angle=50&aspect=75&outputformat=json&raddatabase=PVGIS-SARAH3&pvtechchoice=crystSi&mountingplace=free&usehorizon=1
50 | 255 | 12 | 87.51 | 2.82 | https://re.jrc.ec.europa.eu/api/v5_3/PVcalc?lat=30.0444&lon=31.2357&peakpower=1&loss=14&angle=50&aspect=75&outputformat=json&raddatabase=PVGIS-SARAH3&pvtechchoice=crystSi&mountingplace=free&usehorizon=1
50 | 270 | 1 | 73.67 | 2.38 | https://re.jrc.ec.europa.eu/api/v5_3/PVcalc?lat=30.0444&lon=31.2357&peakpower=1&loss=14&angle=50&aspect=90&outputformat=json&raddatabase=PVGIS-SARAH3&pvtechchoice=crystSi&mountingplace=free&usehorizon=1
50 | 270 | 2 | 81.76 | 2.92 | https://re.jrc.ec.europa.eu/api/v5_3/PVcalc?lat=30.0444&lon=31.2357&peakpower=1&loss=14&angle=50&aspect=90&outputformat=json&raddatabase=PVGIS-SARAH3&pvtechchoice=crystSi&mountingplace=free&usehorizon=1
50 | 270 | 3 | 118.29 | 3.82 | https://re.jrc.ec.europa.eu/api/v5_3/PVcalc?lat=30.0444&lon=31.2357&peakpower=1&loss=14&angle=50&aspect=90&outputformat=json&raddatabase=PVGIS-SARAH3&pvtechchoice=crystSi&mountingplace=free&usehorizon=1
50 | 270 | 4 | 130.99 | 4.37 | https://re.jrc.ec.europa.eu/api/v5_3/PVcalc?lat=30.0444&lon=31.2357&peakpower=1&loss=14&angle=50&aspect=90&outputformat=json&raddatabase=PVGIS-SARAH3&pvtechchoice=crystSi&mountingplace=free&usehorizon=1
50 | 270 | 5 | 143.8 | 4.64 | https://re.jrc.ec.europa.eu/api/v5_3/PVcalc?lat=30.0444&lon=31.2357&peakpower=1&loss=14&angle=50&aspect=90&outputformat=json&raddatabase=PVGIS-SARAH3&pvtechchoice=crystSi&mountingplace=free&usehorizon=1
50 | 270 | 6 | 149.68 | 4.99 | https://re.jrc.ec.europa.eu/api/v5_3/PVcalc?lat=30.0444&lon=31.2357&peakpower=1&loss=14&angle=50&aspect=90&outputformat=json&raddatabase=PVGIS-SARAH3&pvtechchoice=crystSi&mountingplace=free&usehorizon=1
50 | 270 | 7 | 153.79 | 4.96 | https://re.jrc.ec.europa.eu/api/v5_3/PVcalc?lat=30.0444&lon=31.2357&peakpower=1&loss=14&angle=50&aspect=90&outputformat=json&raddatabase=PVGIS-SARAH3&pvtechchoice=crystSi&mountingplace=free&usehorizon=1
50 | 270 | 8 | 144.36 | 4.66 | https://re.jrc.ec.europa.eu/api/v5_3/PVcalc?lat=30.0444&lon=31.2357&peakpower=1&loss=14&angle=50&aspect=90&outputformat=json&raddatabase=PVGIS-SARAH3&pvtechchoice=crystSi&mountingplace=free&usehorizon=1
50 | 270 | 9 | 124.56 | 4.15 | https://re.jrc.ec.europa.eu/api/v5_3/PVcalc?lat=30.0444&lon=31.2357&peakpower=1&loss=14&angle=50&aspect=90&outputformat=json&raddatabase=PVGIS-SARAH3&pvtechchoice=crystSi&mountingplace=free&usehorizon=1
50 | 270 | 10 | 103.44 | 3.34 | https://re.jrc.ec.europa.eu/api/v5_3/PVcalc?lat=30.0444&lon=31.2357&peakpower=1&loss=14&angle=50&aspect=90&outputformat=json&raddatabase=PVGIS-SARAH3&pvtechchoice=crystSi&mountingplace=free&usehorizon=1
50 | 270 | 11 | 80.44 | 2.68 | https://re.jrc.ec.europa.eu/api/v5_3/PVcalc?lat=30.0444&lon=31.2357&peakpower=1&loss=14&angle=50&aspect=90&outputformat=json&raddatabase=PVGIS-SARAH3&pvtechchoice=crystSi&mountingplace=free&usehorizon=1
50 | 270 | 12 | 70.68 | 2.28 | https://re.jrc.ec.europa.eu/api/v5_3/PVcalc?lat=30.0444&lon=31.2357&peakpower=1&loss=14&angle=50&aspect=90&outputformat=json&raddatabase=PVGIS-SARAH3&pvtechchoice=crystSi&mountingplace=free&usehorizon=1
50 | 285 | 1 | 58.39 | 1.88 | https://re.jrc.ec.europa.eu/api/v5_3/PVcalc?lat=30.0444&lon=31.2357&peakpower=1&loss=14&angle=50&aspect=105&outputformat=json&raddatabase=PVGIS-SARAH3&pvtechchoice=crystSi&mountingplace=free&usehorizon=1
50 | 285 | 2 | 69.64 | 2.49 | https://re.jrc.ec.europa.eu/api/v5_3/PVcalc?lat=30.0444&lon=31.2357&peakpower=1&loss=14&angle=50&aspect=105&outputformat=json&raddatabase=PVGIS-SARAH3&pvtechchoice=crystSi&mountingplace=free&usehorizon=1
50 | 285 | 3 | 106 | 3.42 | https://re.jrc.ec.europa.eu/api/v5_3/PVcalc?lat=30.0444&lon=31.2357&peakpower=1&loss=14&angle=50&aspect=105&outputformat=json&raddatabase=PVGIS-SARAH3&pvtechchoice=crystSi&mountingplace=free&usehorizon=1
50 | 285 | 4 | 123.33 | 4.11 | https://re.jrc.ec.europa.eu/api/v5_3/PVcalc?lat=30.0444&lon=31.2357&peakpower=1&loss=14&angle=50&aspect=105&outputformat=json&raddatabase=PVGIS-SARAH3&pvtechchoice=crystSi&mountingplace=free&usehorizon=1
50 | 285 | 5 | 140.38 | 4.53 | https://re.jrc.ec.europa.eu/api/v5_3/PVcalc?lat=30.0444&lon=31.2357&peakpower=1&loss=14&angle=50&aspect=105&outputformat=json&raddatabase=PVGIS-SARAH3&pvtechchoice=crystSi&mountingplace=free&usehorizon=1
50 | 285 | 6 | 148.65 | 4.95 | https://re.jrc.ec.europa.eu/api/v5_3/PVcalc?lat=30.0444&lon=31.2357&peakpower=1&loss=14&angle=50&aspect=105&outputformat=json&raddatabase=PVGIS-SARAH3&pvtechchoice=crystSi&mountingplace=free&usehorizon=1
50 | 285 | 7 | 151.46 | 4.89 | https://re.jrc.ec.europa.eu/api/v5_3/PVcalc?lat=30.0444&lon=31.2357&peakpower=1&loss=14&angle=50&aspect=105&outputformat=json&raddatabase=PVGIS-SARAH3&pvtechchoice=crystSi&mountingplace=free&usehorizon=1
50 | 285 | 8 | 137.81 | 4.45 | https://re.jrc.ec.europa.eu/api/v5_3/PVcalc?lat=30.0444&lon=31.2357&peakpower=1&loss=14&angle=50&aspect=105&outputformat=json&raddatabase=PVGIS-SARAH3&pvtechchoice=crystSi&mountingplace=free&usehorizon=1
50 | 285 | 9 | 113.26 | 3.78 | https://re.jrc.ec.europa.eu/api/v5_3/PVcalc?lat=30.0444&lon=31.2357&peakpower=1&loss=14&angle=50&aspect=105&outputformat=json&raddatabase=PVGIS-SARAH3&pvtechchoice=crystSi&mountingplace=free&usehorizon=1
50 | 285 | 10 | 88.41 | 2.85 | https://re.jrc.ec.europa.eu/api/v5_3/PVcalc?lat=30.0444&lon=31.2357&peakpower=1&loss=14&angle=50&aspect=105&outputformat=json&raddatabase=PVGIS-SARAH3&pvtechchoice=crystSi&mountingplace=free&usehorizon=1
50 | 285 | 11 | 64.72 | 2.16 | https://re.jrc.ec.europa.eu/api/v5_3/PVcalc?lat=30.0444&lon=31.2357&peakpower=1&loss=14&angle=50&aspect=105&outputformat=json&raddatabase=PVGIS-SARAH3&pvtechchoice=crystSi&mountingplace=free&usehorizon=1
50 | 285 | 12 | 54.9 | 1.77 | https://re.jrc.ec.europa.eu/api/v5_3/PVcalc?lat=30.0444&lon=31.2357&peakpower=1&loss=14&angle=50&aspect=105&outputformat=json&raddatabase=PVGIS-SARAH3&pvtechchoice=crystSi&mountingplace=free&usehorizon=1
50 | 300 | 1 | 44.13 | 1.42 | https://re.jrc.ec.europa.eu/api/v5_3/PVcalc?lat=30.0444&lon=31.2357&peakpower=1&loss=14&angle=50&aspect=120&outputformat=json&raddatabase=PVGIS-SARAH3&pvtechchoice=crystSi&mountingplace=free&usehorizon=1
50 | 300 | 2 | 56.71 | 2.03 | https://re.jrc.ec.europa.eu/api/v5_3/PVcalc?lat=30.0444&lon=31.2357&peakpower=1&loss=14&angle=50&aspect=120&outputformat=json&raddatabase=PVGIS-SARAH3&pvtechchoice=crystSi&mountingplace=free&usehorizon=1
50 | 300 | 3 | 92.57 | 2.99 | https://re.jrc.ec.europa.eu/api/v5_3/PVcalc?lat=30.0444&lon=31.2357&peakpower=1&loss=14&angle=50&aspect=120&outputformat=json&raddatabase=PVGIS-SARAH3&pvtechchoice=crystSi&mountingplace=free&usehorizon=1
50 | 300 | 4 | 113.94 | 3.8 | https://re.jrc.ec.europa.eu/api/v5_3/PVcalc?lat=30.0444&lon=31.2357&peakpower=1&loss=14&angle=50&aspect=120&outputformat=json&raddatabase=PVGIS-SARAH3&pvtechchoice=crystSi&mountingplace=free&usehorizon=1
50 | 300 | 5 | 135.22 | 4.36 | https://re.jrc.ec.europa.eu/api/v5_3/PVcalc?lat=30.0444&lon=31.2357&peakpower=1&loss=14&angle=50&aspect=120&outputformat=json&raddatabase=PVGIS-SARAH3&pvtechchoice=crystSi&mountingplace=free&usehorizon=1
50 | 300 | 6 | 145.7 | 4.86 | https://re.jrc.ec.europa.eu/api/v5_3/PVcalc?lat=30.0444&lon=31.2357&peakpower=1&loss=14&angle=50&aspect=120&outputformat=json&raddatabase=PVGIS-SARAH3&pvtechchoice=crystSi&mountingplace=free&usehorizon=1
50 | 300 | 7 | 147.05 | 4.74 | https://re.jrc.ec.europa.eu/api/v5_3/PVcalc?lat=30.0444&lon=31.2357&peakpower=1&loss=14&angle=50&aspect=120&outputformat=json&raddatabase=PVGIS-SARAH3&pvtechchoice=crystSi&mountingplace=free&usehorizon=1
50 | 300 | 8 | 128.94 | 4.16 | https://re.jrc.ec.europa.eu/api/v5_3/PVcalc?lat=30.0444&lon=31.2357&peakpower=1&loss=14&angle=50&aspect=120&outputformat=json&raddatabase=PVGIS-SARAH3&pvtechchoice=crystSi&mountingplace=free&usehorizon=1
50 | 300 | 9 | 100.3 | 3.34 | https://re.jrc.ec.europa.eu/api/v5_3/PVcalc?lat=30.0444&lon=31.2357&peakpower=1&loss=14&angle=50&aspect=120&outputformat=json&raddatabase=PVGIS-SARAH3&pvtechchoice=crystSi&mountingplace=free&usehorizon=1
50 | 300 | 10 | 73.19 | 2.36 | https://re.jrc.ec.europa.eu/api/v5_3/PVcalc?lat=30.0444&lon=31.2357&peakpower=1&loss=14&angle=50&aspect=120&outputformat=json&raddatabase=PVGIS-SARAH3&pvtechchoice=crystSi&mountingplace=free&usehorizon=1
50 | 300 | 11 | 48.92 | 1.63 | https://re.jrc.ec.europa.eu/api/v5_3/PVcalc?lat=30.0444&lon=31.2357&peakpower=1&loss=14&angle=50&aspect=120&outputformat=json&raddatabase=PVGIS-SARAH3&pvtechchoice=crystSi&mountingplace=free&usehorizon=1
50 | 300 | 12 | 40.08 | 1.29 | https://re.jrc.ec.europa.eu/api/v5_3/PVcalc?lat=30.0444&lon=31.2357&peakpower=1&loss=14&angle=50&aspect=120&outputformat=json&raddatabase=PVGIS-SARAH3&pvtechchoice=crystSi&mountingplace=free&usehorizon=1
50 | 315 | 1 | 31.2 | 1.01 | https://re.jrc.ec.europa.eu/api/v5_3/PVcalc?lat=30.0444&lon=31.2357&peakpower=1&loss=14&angle=50&aspect=135&outputformat=json&raddatabase=PVGIS-SARAH3&pvtechchoice=crystSi&mountingplace=free&usehorizon=1
50 | 315 | 2 | 44.27 | 1.58 | https://re.jrc.ec.europa.eu/api/v5_3/PVcalc?lat=30.0444&lon=31.2357&peakpower=1&loss=14&angle=50&aspect=135&outputformat=json&raddatabase=PVGIS-SARAH3&pvtechchoice=crystSi&mountingplace=free&usehorizon=1
50 | 315 | 3 | 77.99 | 2.52 | https://re.jrc.ec.europa.eu/api/v5_3/PVcalc?lat=30.0444&lon=31.2357&peakpower=1&loss=14&angle=50&aspect=135&outputformat=json&raddatabase=PVGIS-SARAH3&pvtechchoice=crystSi&mountingplace=free&usehorizon=1
50 | 315 | 4 | 103.36 | 3.45 | https://re.jrc.ec.europa.eu/api/v5_3/PVcalc?lat=30.0444&lon=31.2357&peakpower=1&loss=14&angle=50&aspect=135&outputformat=json&raddatabase=PVGIS-SARAH3&pvtechchoice=crystSi&mountingplace=free&usehorizon=1
50 | 315 | 5 | 128.83 | 4.16 | https://re.jrc.ec.europa.eu/api/v5_3/PVcalc?lat=30.0444&lon=31.2357&peakpower=1&loss=14&angle=50&aspect=135&outputformat=json&raddatabase=PVGIS-SARAH3&pvtechchoice=crystSi&mountingplace=free&usehorizon=1
50 | 315 | 6 | 141 | 4.7 | https://re.jrc.ec.europa.eu/api/v5_3/PVcalc?lat=30.0444&lon=31.2357&peakpower=1&loss=14&angle=50&aspect=135&outputformat=json&raddatabase=PVGIS-SARAH3&pvtechchoice=crystSi&mountingplace=free&usehorizon=1
50 | 315 | 7 | 141.09 | 4.55 | https://re.jrc.ec.europa.eu/api/v5_3/PVcalc?lat=30.0444&lon=31.2357&peakpower=1&loss=14&angle=50&aspect=135&outputformat=json&raddatabase=PVGIS-SARAH3&pvtechchoice=crystSi&mountingplace=free&usehorizon=1
50 | 315 | 8 | 118.49 | 3.82 | https://re.jrc.ec.europa.eu/api/v5_3/PVcalc?lat=30.0444&lon=31.2357&peakpower=1&loss=14&angle=50&aspect=135&outputformat=json&raddatabase=PVGIS-SARAH3&pvtechchoice=crystSi&mountingplace=free&usehorizon=1
50 | 315 | 9 | 86.14 | 2.87 | https://re.jrc.ec.europa.eu/api/v5_3/PVcalc?lat=30.0444&lon=31.2357&peakpower=1&loss=14&angle=50&aspect=135&outputformat=json&raddatabase=PVGIS-SARAH3&pvtechchoice=crystSi&mountingplace=free&usehorizon=1
50 | 315 | 10 | 57.31 | 1.85 | https://re.jrc.ec.europa.eu/api/v5_3/PVcalc?lat=30.0444&lon=31.2357&peakpower=1&loss=14&angle=50&aspect=135&outputformat=json&raddatabase=PVGIS-SARAH3&pvtechchoice=crystSi&mountingplace=free&usehorizon=1
50 | 315 | 11 | 34.59 | 1.15 | https://re.jrc.ec.europa.eu/api/v5_3/PVcalc?lat=30.0444&lon=31.2357&peakpower=1&loss=14&angle=50&aspect=135&outputformat=json&raddatabase=PVGIS-SARAH3&pvtechchoice=crystSi&mountingplace=free&usehorizon=1
50 | 315 | 12 | 27.31 | 0.88 | https://re.jrc.ec.europa.eu/api/v5_3/PVcalc?lat=30.0444&lon=31.2357&peakpower=1&loss=14&angle=50&aspect=135&outputformat=json&raddatabase=PVGIS-SARAH3&pvtechchoice=crystSi&mountingplace=free&usehorizon=1
50 | 330 | 1 | 22.5 | 0.73 | https://re.jrc.ec.europa.eu/api/v5_3/PVcalc?lat=30.0444&lon=31.2357&peakpower=1&loss=14&angle=50&aspect=150&outputformat=json&raddatabase=PVGIS-SARAH3&pvtechchoice=crystSi&mountingplace=free&usehorizon=1
50 | 330 | 2 | 32.85 | 1.17 | https://re.jrc.ec.europa.eu/api/v5_3/PVcalc?lat=30.0444&lon=31.2357&peakpower=1&loss=14&angle=50&aspect=150&outputformat=json&raddatabase=PVGIS-SARAH3&pvtechchoice=crystSi&mountingplace=free&usehorizon=1
50 | 330 | 3 | 62.92 | 2.03 | https://re.jrc.ec.europa.eu/api/v5_3/PVcalc?lat=30.0444&lon=31.2357&peakpower=1&loss=14&angle=50&aspect=150&outputformat=json&raddatabase=PVGIS-SARAH3&pvtechchoice=crystSi&mountingplace=free&usehorizon=1
50 | 330 | 4 | 92.45 | 3.08 | https://re.jrc.ec.europa.eu/api/v5_3/PVcalc?lat=30.0444&lon=31.2357&peakpower=1&loss=14&angle=50&aspect=150&outputformat=json&raddatabase=PVGIS-SARAH3&pvtechchoice=crystSi&mountingplace=free&usehorizon=1
50 | 330 | 5 | 122.88 | 3.96 | https://re.jrc.ec.europa.eu/api/v5_3/PVcalc?lat=30.0444&lon=31.2357&peakpower=1&loss=14&angle=50&aspect=150&outputformat=json&raddatabase=PVGIS-SARAH3&pvtechchoice=crystSi&mountingplace=free&usehorizon=1
50 | 330 | 6 | 137.67 | 4.59 | https://re.jrc.ec.europa.eu/api/v5_3/PVcalc?lat=30.0444&lon=31.2357&peakpower=1&loss=14&angle=50&aspect=150&outputformat=json&raddatabase=PVGIS-SARAH3&pvtechchoice=crystSi&mountingplace=free&usehorizon=1
50 | 330 | 7 | 135.73 | 4.38 | https://re.jrc.ec.europa.eu/api/v5_3/PVcalc?lat=30.0444&lon=31.2357&peakpower=1&loss=14&angle=50&aspect=150&outputformat=json&raddatabase=PVGIS-SARAH3&pvtechchoice=crystSi&mountingplace=free&usehorizon=1
50 | 330 | 8 | 107.85 | 3.48 | https://re.jrc.ec.europa.eu/api/v5_3/PVcalc?lat=30.0444&lon=31.2357&peakpower=1&loss=14&angle=50&aspect=150&outputformat=json&raddatabase=PVGIS-SARAH3&pvtechchoice=crystSi&mountingplace=free&usehorizon=1
50 | 330 | 9 | 71.22 | 2.37 | https://re.jrc.ec.europa.eu/api/v5_3/PVcalc?lat=30.0444&lon=31.2357&peakpower=1&loss=14&angle=50&aspect=150&outputformat=json&raddatabase=PVGIS-SARAH3&pvtechchoice=crystSi&mountingplace=free&usehorizon=1
50 | 330 | 10 | 41.8 | 1.35 | https://re.jrc.ec.europa.eu/api/v5_3/PVcalc?lat=30.0444&lon=31.2357&peakpower=1&loss=14&angle=50&aspect=150&outputformat=json&raddatabase=PVGIS-SARAH3&pvtechchoice=crystSi&mountingplace=free&usehorizon=1
50 | 330 | 11 | 23.39 | 0.78 | https://re.jrc.ec.europa.eu/api/v5_3/PVcalc?lat=30.0444&lon=31.2357&peakpower=1&loss=14&angle=50&aspect=150&outputformat=json&raddatabase=PVGIS-SARAH3&pvtechchoice=crystSi&mountingplace=free&usehorizon=1
50 | 330 | 12 | 20 | 0.65 | https://re.jrc.ec.europa.eu/api/v5_3/PVcalc?lat=30.0444&lon=31.2357&peakpower=1&loss=14&angle=50&aspect=150&outputformat=json&raddatabase=PVGIS-SARAH3&pvtechchoice=crystSi&mountingplace=free&usehorizon=1
50 | 345 | 1 | 21.3 | 0.69 | https://re.jrc.ec.europa.eu/api/v5_3/PVcalc?lat=30.0444&lon=31.2357&peakpower=1&loss=14&angle=50&aspect=165&outputformat=json&raddatabase=PVGIS-SARAH3&pvtechchoice=crystSi&mountingplace=free&usehorizon=1
50 | 345 | 2 | 25.36 | 0.91 | https://re.jrc.ec.europa.eu/api/v5_3/PVcalc?lat=30.0444&lon=31.2357&peakpower=1&loss=14&angle=50&aspect=165&outputformat=json&raddatabase=PVGIS-SARAH3&pvtechchoice=crystSi&mountingplace=free&usehorizon=1
50 | 345 | 3 | 48.59 | 1.57 | https://re.jrc.ec.europa.eu/api/v5_3/PVcalc?lat=30.0444&lon=31.2357&peakpower=1&loss=14&angle=50&aspect=165&outputformat=json&raddatabase=PVGIS-SARAH3&pvtechchoice=crystSi&mountingplace=free&usehorizon=1
50 | 345 | 4 | 83.82 | 2.79 | https://re.jrc.ec.europa.eu/api/v5_3/PVcalc?lat=30.0444&lon=31.2357&peakpower=1&loss=14&angle=50&aspect=165&outputformat=json&raddatabase=PVGIS-SARAH3&pvtechchoice=crystSi&mountingplace=free&usehorizon=1
50 | 345 | 5 | 120.67 | 3.89 | https://re.jrc.ec.europa.eu/api/v5_3/PVcalc?lat=30.0444&lon=31.2357&peakpower=1&loss=14&angle=50&aspect=165&outputformat=json&raddatabase=PVGIS-SARAH3&pvtechchoice=crystSi&mountingplace=free&usehorizon=1
50 | 345 | 6 | 137.17 | 4.57 | https://re.jrc.ec.europa.eu/api/v5_3/PVcalc?lat=30.0444&lon=31.2357&peakpower=1&loss=14&angle=50&aspect=165&outputformat=json&raddatabase=PVGIS-SARAH3&pvtechchoice=crystSi&mountingplace=free&usehorizon=1
50 | 345 | 7 | 133.43 | 4.3 | https://re.jrc.ec.europa.eu/api/v5_3/PVcalc?lat=30.0444&lon=31.2357&peakpower=1&loss=14&angle=50&aspect=165&outputformat=json&raddatabase=PVGIS-SARAH3&pvtechchoice=crystSi&mountingplace=free&usehorizon=1
50 | 345 | 8 | 100.26 | 3.23 | https://re.jrc.ec.europa.eu/api/v5_3/PVcalc?lat=30.0444&lon=31.2357&peakpower=1&loss=14&angle=50&aspect=165&outputformat=json&raddatabase=PVGIS-SARAH3&pvtechchoice=crystSi&mountingplace=free&usehorizon=1
50 | 345 | 9 | 57.09 | 1.9 | https://re.jrc.ec.europa.eu/api/v5_3/PVcalc?lat=30.0444&lon=31.2357&peakpower=1&loss=14&angle=50&aspect=165&outputformat=json&raddatabase=PVGIS-SARAH3&pvtechchoice=crystSi&mountingplace=free&usehorizon=1
50 | 345 | 10 | 28.84 | 0.93 | https://re.jrc.ec.europa.eu/api/v5_3/PVcalc?lat=30.0444&lon=31.2357&peakpower=1&loss=14&angle=50&aspect=165&outputformat=json&raddatabase=PVGIS-SARAH3&pvtechchoice=crystSi&mountingplace=free&usehorizon=1
50 | 345 | 11 | 20.39 | 0.68 | https://re.jrc.ec.europa.eu/api/v5_3/PVcalc?lat=30.0444&lon=31.2357&peakpower=1&loss=14&angle=50&aspect=165&outputformat=json&raddatabase=PVGIS-SARAH3&pvtechchoice=crystSi&mountingplace=free&usehorizon=1
50 | 345 | 12 | 19.77 | 0.64 | https://re.jrc.ec.europa.eu/api/v5_3/PVcalc?lat=30.0444&lon=31.2357&peakpower=1&loss=14&angle=50&aspect=165&outputformat=json&raddatabase=PVGIS-SARAH3&pvtechchoice=crystSi&mountingplace=free&usehorizon=1
50 | 360 | 1 | 21.3 | 0.69 | https://re.jrc.ec.europa.eu/api/v5_3/PVcalc?lat=30.0444&lon=31.2357&peakpower=1&loss=14&angle=50&aspect=180&outputformat=json&raddatabase=PVGIS-SARAH3&pvtechchoice=crystSi&mountingplace=free&usehorizon=1
50 | 360 | 2 | 24.4 | 0.87 | https://re.jrc.ec.europa.eu/api/v5_3/PVcalc?lat=30.0444&lon=31.2357&peakpower=1&loss=14&angle=50&aspect=180&outputformat=json&raddatabase=PVGIS-SARAH3&pvtechchoice=crystSi&mountingplace=free&usehorizon=1
50 | 360 | 3 | 40.67 | 1.31 | https://re.jrc.ec.europa.eu/api/v5_3/PVcalc?lat=30.0444&lon=31.2357&peakpower=1&loss=14&angle=50&aspect=180&outputformat=json&raddatabase=PVGIS-SARAH3&pvtechchoice=crystSi&mountingplace=free&usehorizon=1
50 | 360 | 4 | 80.45 | 2.68 | https://re.jrc.ec.europa.eu/api/v5_3/PVcalc?lat=30.0444&lon=31.2357&peakpower=1&loss=14&angle=50&aspect=180&outputformat=json&raddatabase=PVGIS-SARAH3&pvtechchoice=crystSi&mountingplace=free&usehorizon=1
50 | 360 | 5 | 119.64 | 3.86 | https://re.jrc.ec.europa.eu/api/v5_3/PVcalc?lat=30.0444&lon=31.2357&peakpower=1&loss=14&angle=50&aspect=180&outputformat=json&raddatabase=PVGIS-SARAH3&pvtechchoice=crystSi&mountingplace=free&usehorizon=1
50 | 360 | 6 | 135.56 | 4.52 | https://re.jrc.ec.europa.eu/api/v5_3/PVcalc?lat=30.0444&lon=31.2357&peakpower=1&loss=14&angle=50&aspect=180&outputformat=json&raddatabase=PVGIS-SARAH3&pvtechchoice=crystSi&mountingplace=free&usehorizon=1
50 | 360 | 7 | 130.58 | 4.21 | https://re.jrc.ec.europa.eu/api/v5_3/PVcalc?lat=30.0444&lon=31.2357&peakpower=1&loss=14&angle=50&aspect=180&outputformat=json&raddatabase=PVGIS-SARAH3&pvtechchoice=crystSi&mountingplace=free&usehorizon=1
50 | 360 | 8 | 96.42 | 3.11 | https://re.jrc.ec.europa.eu/api/v5_3/PVcalc?lat=30.0444&lon=31.2357&peakpower=1&loss=14&angle=50&aspect=180&outputformat=json&raddatabase=PVGIS-SARAH3&pvtechchoice=crystSi&mountingplace=free&usehorizon=1
50 | 360 | 9 | 49.38 | 1.65 | https://re.jrc.ec.europa.eu/api/v5_3/PVcalc?lat=30.0444&lon=31.2357&peakpower=1&loss=14&angle=50&aspect=180&outputformat=json&raddatabase=PVGIS-SARAH3&pvtechchoice=crystSi&mountingplace=free&usehorizon=1
50 | 360 | 10 | 24.43 | 0.79 | https://re.jrc.ec.europa.eu/api/v5_3/PVcalc?lat=30.0444&lon=31.2357&peakpower=1&loss=14&angle=50&aspect=180&outputformat=json&raddatabase=PVGIS-SARAH3&pvtechchoice=crystSi&mountingplace=free&usehorizon=1
50 | 360 | 11 | 20.47 | 0.68 | https://re.jrc.ec.europa.eu/api/v5_3/PVcalc?lat=30.0444&lon=31.2357&peakpower=1&loss=14&angle=50&aspect=180&outputformat=json&raddatabase=PVGIS-SARAH3&pvtechchoice=crystSi&mountingplace=free&usehorizon=1
50 | 360 | 12 | 19.77 | 0.64 | https://re.jrc.ec.europa.eu/api/v5_3/PVcalc?lat=30.0444&lon=31.2357&peakpower=1&loss=14&angle=50&aspect=180&outputformat=json&raddatabase=PVGIS-SARAH3&pvtechchoice=crystSi&mountingplace=free&usehorizon=1
55 | 0 | 1 | 20.03 | 0.65 | https://re.jrc.ec.europa.eu/api/v5_3/PVcalc?lat=30.0444&lon=31.2357&peakpower=1&loss=14&angle=55&aspect=-180&outputformat=json&raddatabase=PVGIS-SARAH3&pvtechchoice=crystSi&mountingplace=free&usehorizon=1
55 | 0 | 2 | 23.23 | 0.83 | https://re.jrc.ec.europa.eu/api/v5_3/PVcalc?lat=30.0444&lon=31.2357&peakpower=1&loss=14&angle=55&aspect=-180&outputformat=json&raddatabase=PVGIS-SARAH3&pvtechchoice=crystSi&mountingplace=free&usehorizon=1
55 | 0 | 3 | 33.35 | 1.08 | https://re.jrc.ec.europa.eu/api/v5_3/PVcalc?lat=30.0444&lon=31.2357&peakpower=1&loss=14&angle=55&aspect=-180&outputformat=json&raddatabase=PVGIS-SARAH3&pvtechchoice=crystSi&mountingplace=free&usehorizon=1
55 | 0 | 4 | 67.92 | 2.26 | https://re.jrc.ec.europa.eu/api/v5_3/PVcalc?lat=30.0444&lon=31.2357&peakpower=1&loss=14&angle=55&aspect=-180&outputformat=json&raddatabase=PVGIS-SARAH3&pvtechchoice=crystSi&mountingplace=free&usehorizon=1
55 | 0 | 5 | 108.05 | 3.49 | https://re.jrc.ec.europa.eu/api/v5_3/PVcalc?lat=30.0444&lon=31.2357&peakpower=1&loss=14&angle=55&aspect=-180&outputformat=json&raddatabase=PVGIS-SARAH3&pvtechchoice=crystSi&mountingplace=free&usehorizon=1
55 | 0 | 6 | 124.64 | 4.15 | https://re.jrc.ec.europa.eu/api/v5_3/PVcalc?lat=30.0444&lon=31.2357&peakpower=1&loss=14&angle=55&aspect=-180&outputformat=json&raddatabase=PVGIS-SARAH3&pvtechchoice=crystSi&mountingplace=free&usehorizon=1
55 | 0 | 7 | 118.8 | 3.83 | https://re.jrc.ec.europa.eu/api/v5_3/PVcalc?lat=30.0444&lon=31.2357&peakpower=1&loss=14&angle=55&aspect=-180&outputformat=json&raddatabase=PVGIS-SARAH3&pvtechchoice=crystSi&mountingplace=free&usehorizon=1
55 | 0 | 8 | 83.14 | 2.68 | https://re.jrc.ec.europa.eu/api/v5_3/PVcalc?lat=30.0444&lon=31.2357&peakpower=1&loss=14&angle=55&aspect=-180&outputformat=json&raddatabase=PVGIS-SARAH3&pvtechchoice=crystSi&mountingplace=free&usehorizon=1
55 | 0 | 9 | 37.69 | 1.26 | https://re.jrc.ec.europa.eu/api/v5_3/PVcalc?lat=30.0444&lon=31.2357&peakpower=1&loss=14&angle=55&aspect=-180&outputformat=json&raddatabase=PVGIS-SARAH3&pvtechchoice=crystSi&mountingplace=free&usehorizon=1
55 | 0 | 10 | 23.04 | 0.74 | https://re.jrc.ec.europa.eu/api/v5_3/PVcalc?lat=30.0444&lon=31.2357&peakpower=1&loss=14&angle=55&aspect=-180&outputformat=json&raddatabase=PVGIS-SARAH3&pvtechchoice=crystSi&mountingplace=free&usehorizon=1
55 | 0 | 11 | 19.24 | 0.64 | https://re.jrc.ec.europa.eu/api/v5_3/PVcalc?lat=30.0444&lon=31.2357&peakpower=1&loss=14&angle=55&aspect=-180&outputformat=json&raddatabase=PVGIS-SARAH3&pvtechchoice=crystSi&mountingplace=free&usehorizon=1
55 | 0 | 12 | 18.57 | 0.6 | https://re.jrc.ec.europa.eu/api/v5_3/PVcalc?lat=30.0444&lon=31.2357&peakpower=1&loss=14&angle=55&aspect=-180&outputformat=json&raddatabase=PVGIS-SARAH3&pvtechchoice=crystSi&mountingplace=free&usehorizon=1
55 | 15 | 1 | 20.03 | 0.65 | https://re.jrc.ec.europa.eu/api/v5_3/PVcalc?lat=30.0444&lon=31.2357&peakpower=1&loss=14&angle=55&aspect=-165&outputformat=json&raddatabase=PVGIS-SARAH3&pvtechchoice=crystSi&mountingplace=free&usehorizon=1
55 | 15 | 2 | 23.56 | 0.84 | https://re.jrc.ec.europa.eu/api/v5_3/PVcalc?lat=30.0444&lon=31.2357&peakpower=1&loss=14&angle=55&aspect=-165&outputformat=json&raddatabase=PVGIS-SARAH3&pvtechchoice=crystSi&mountingplace=free&usehorizon=1
55 | 15 | 3 | 40.58 | 1.31 | https://re.jrc.ec.europa.eu/api/v5_3/PVcalc?lat=30.0444&lon=31.2357&peakpower=1&loss=14&angle=55&aspect=-165&outputformat=json&raddatabase=PVGIS-SARAH3&pvtechchoice=crystSi&mountingplace=free&usehorizon=1
55 | 15 | 4 | 70.39 | 2.35 | https://re.jrc.ec.europa.eu/api/v5_3/PVcalc?lat=30.0444&lon=31.2357&peakpower=1&loss=14&angle=55&aspect=-165&outputformat=json&raddatabase=PVGIS-SARAH3&pvtechchoice=crystSi&mountingplace=free&usehorizon=1
55 | 15 | 5 | 106.69 | 3.44 | https://re.jrc.ec.europa.eu/api/v5_3/PVcalc?lat=30.0444&lon=31.2357&peakpower=1&loss=14&angle=55&aspect=-165&outputformat=json&raddatabase=PVGIS-SARAH3&pvtechchoice=crystSi&mountingplace=free&usehorizon=1
55 | 15 | 6 | 121.06 | 4.04 | https://re.jrc.ec.europa.eu/api/v5_3/PVcalc?lat=30.0444&lon=31.2357&peakpower=1&loss=14&angle=55&aspect=-165&outputformat=json&raddatabase=PVGIS-SARAH3&pvtechchoice=crystSi&mountingplace=free&usehorizon=1
55 | 15 | 7 | 114.69 | 3.7 | https://re.jrc.ec.europa.eu/api/v5_3/PVcalc?lat=30.0444&lon=31.2357&peakpower=1&loss=14&angle=55&aspect=-165&outputformat=json&raddatabase=PVGIS-SARAH3&pvtechchoice=crystSi&mountingplace=free&usehorizon=1
55 | 15 | 8 | 82.48 | 2.66 | https://re.jrc.ec.europa.eu/api/v5_3/PVcalc?lat=30.0444&lon=31.2357&peakpower=1&loss=14&angle=55&aspect=-165&outputformat=json&raddatabase=PVGIS-SARAH3&pvtechchoice=crystSi&mountingplace=free&usehorizon=1
55 | 15 | 9 | 44.73 | 1.49 | https://re.jrc.ec.europa.eu/api/v5_3/PVcalc?lat=30.0444&lon=31.2357&peakpower=1&loss=14&angle=55&aspect=-165&outputformat=json&raddatabase=PVGIS-SARAH3&pvtechchoice=crystSi&mountingplace=free&usehorizon=1
55 | 15 | 10 | 25.37 | 0.82 | https://re.jrc.ec.europa.eu/api/v5_3/PVcalc?lat=30.0444&lon=31.2357&peakpower=1&loss=14&angle=55&aspect=-165&outputformat=json&raddatabase=PVGIS-SARAH3&pvtechchoice=crystSi&mountingplace=free&usehorizon=1
55 | 15 | 11 | 19.24 | 0.64 | https://re.jrc.ec.europa.eu/api/v5_3/PVcalc?lat=30.0444&lon=31.2357&peakpower=1&loss=14&angle=55&aspect=-165&outputformat=json&raddatabase=PVGIS-SARAH3&pvtechchoice=crystSi&mountingplace=free&usehorizon=1
55 | 15 | 12 | 18.57 | 0.6 | https://re.jrc.ec.europa.eu/api/v5_3/PVcalc?lat=30.0444&lon=31.2357&peakpower=1&loss=14&angle=55&aspect=-165&outputformat=json&raddatabase=PVGIS-SARAH3&pvtechchoice=crystSi&mountingplace=free&usehorizon=1
55 | 30 | 1 | 20.9 | 0.67 | https://re.jrc.ec.europa.eu/api/v5_3/PVcalc?lat=30.0444&lon=31.2357&peakpower=1&loss=14&angle=55&aspect=-150&outputformat=json&raddatabase=PVGIS-SARAH3&pvtechchoice=crystSi&mountingplace=free&usehorizon=1
55 | 30 | 2 | 30.01 | 1.07 | https://re.jrc.ec.europa.eu/api/v5_3/PVcalc?lat=30.0444&lon=31.2357&peakpower=1&loss=14&angle=55&aspect=-150&outputformat=json&raddatabase=PVGIS-SARAH3&pvtechchoice=crystSi&mountingplace=free&usehorizon=1
55 | 30 | 3 | 54.62 | 1.76 | https://re.jrc.ec.europa.eu/api/v5_3/PVcalc?lat=30.0444&lon=31.2357&peakpower=1&loss=14&angle=55&aspect=-150&outputformat=json&raddatabase=PVGIS-SARAH3&pvtechchoice=crystSi&mountingplace=free&usehorizon=1
55 | 30 | 4 | 80.39 | 2.68 | https://re.jrc.ec.europa.eu/api/v5_3/PVcalc?lat=30.0444&lon=31.2357&peakpower=1&loss=14&angle=55&aspect=-150&outputformat=json&raddatabase=PVGIS-SARAH3&pvtechchoice=crystSi&mountingplace=free&usehorizon=1
55 | 30 | 5 | 108.92 | 3.51 | https://re.jrc.ec.europa.eu/api/v5_3/PVcalc?lat=30.0444&lon=31.2357&peakpower=1&loss=14&angle=55&aspect=-150&outputformat=json&raddatabase=PVGIS-SARAH3&pvtechchoice=crystSi&mountingplace=free&usehorizon=1
55 | 30 | 6 | 118.5 | 3.95 | https://re.jrc.ec.europa.eu/api/v5_3/PVcalc?lat=30.0444&lon=31.2357&peakpower=1&loss=14&angle=55&aspect=-150&outputformat=json&raddatabase=PVGIS-SARAH3&pvtechchoice=crystSi&mountingplace=free&usehorizon=1
55 | 30 | 7 | 113.47 | 3.66 | https://re.jrc.ec.europa.eu/api/v5_3/PVcalc?lat=30.0444&lon=31.2357&peakpower=1&loss=14&angle=55&aspect=-150&outputformat=json&raddatabase=PVGIS-SARAH3&pvtechchoice=crystSi&mountingplace=free&usehorizon=1
55 | 30 | 8 | 90.07 | 2.91 | https://re.jrc.ec.europa.eu/api/v5_3/PVcalc?lat=30.0444&lon=31.2357&peakpower=1&loss=14&angle=55&aspect=-150&outputformat=json&raddatabase=PVGIS-SARAH3&pvtechchoice=crystSi&mountingplace=free&usehorizon=1
55 | 30 | 9 | 58.42 | 1.95 | https://re.jrc.ec.europa.eu/api/v5_3/PVcalc?lat=30.0444&lon=31.2357&peakpower=1&loss=14&angle=55&aspect=-150&outputformat=json&raddatabase=PVGIS-SARAH3&pvtechchoice=crystSi&mountingplace=free&usehorizon=1
55 | 30 | 10 | 36.18 | 1.17 | https://re.jrc.ec.europa.eu/api/v5_3/PVcalc?lat=30.0444&lon=31.2357&peakpower=1&loss=14&angle=55&aspect=-150&outputformat=json&raddatabase=PVGIS-SARAH3&pvtechchoice=crystSi&mountingplace=free&usehorizon=1
55 | 30 | 11 | 21.36 | 0.71 | https://re.jrc.ec.europa.eu/api/v5_3/PVcalc?lat=30.0444&lon=31.2357&peakpower=1&loss=14&angle=55&aspect=-150&outputformat=json&raddatabase=PVGIS-SARAH3&pvtechchoice=crystSi&mountingplace=free&usehorizon=1
55 | 30 | 12 | 18.78 | 0.61 | https://re.jrc.ec.europa.eu/api/v5_3/PVcalc?lat=30.0444&lon=31.2357&peakpower=1&loss=14&angle=55&aspect=-150&outputformat=json&raddatabase=PVGIS-SARAH3&pvtechchoice=crystSi&mountingplace=free&usehorizon=1
55 | 45 | 1 | 29.14 | 0.94 | https://re.jrc.ec.europa.eu/api/v5_3/PVcalc?lat=30.0444&lon=31.2357&peakpower=1&loss=14&angle=55&aspect=-135&outputformat=json&raddatabase=PVGIS-SARAH3&pvtechchoice=crystSi&mountingplace=free&usehorizon=1
55 | 45 | 2 | 42.34 | 1.51 | https://re.jrc.ec.europa.eu/api/v5_3/PVcalc?lat=30.0444&lon=31.2357&peakpower=1&loss=14&angle=55&aspect=-135&outputformat=json&raddatabase=PVGIS-SARAH3&pvtechchoice=crystSi&mountingplace=free&usehorizon=1
55 | 45 | 3 | 69.67 | 2.25 | https://re.jrc.ec.europa.eu/api/v5_3/PVcalc?lat=30.0444&lon=31.2357&peakpower=1&loss=14&angle=55&aspect=-135&outputformat=json&raddatabase=PVGIS-SARAH3&pvtechchoice=crystSi&mountingplace=free&usehorizon=1
55 | 45 | 4 | 91.88 | 3.06 | https://re.jrc.ec.europa.eu/api/v5_3/PVcalc?lat=30.0444&lon=31.2357&peakpower=1&loss=14&angle=55&aspect=-135&outputformat=json&raddatabase=PVGIS-SARAH3&pvtechchoice=crystSi&mountingplace=free&usehorizon=1
55 | 45 | 5 | 116.12 | 3.75 | https://re.jrc.ec.europa.eu/api/v5_3/PVcalc?lat=30.0444&lon=31.2357&peakpower=1&loss=14&angle=55&aspect=-135&outputformat=json&raddatabase=PVGIS-SARAH3&pvtechchoice=crystSi&mountingplace=free&usehorizon=1
55 | 45 | 6 | 122.47 | 4.08 | https://re.jrc.ec.europa.eu/api/v5_3/PVcalc?lat=30.0444&lon=31.2357&peakpower=1&loss=14&angle=55&aspect=-135&outputformat=json&raddatabase=PVGIS-SARAH3&pvtechchoice=crystSi&mountingplace=free&usehorizon=1
55 | 45 | 7 | 118.97 | 3.84 | https://re.jrc.ec.europa.eu/api/v5_3/PVcalc?lat=30.0444&lon=31.2357&peakpower=1&loss=14&angle=55&aspect=-135&outputformat=json&raddatabase=PVGIS-SARAH3&pvtechchoice=crystSi&mountingplace=free&usehorizon=1
55 | 45 | 8 | 100.79 | 3.25 | https://re.jrc.ec.europa.eu/api/v5_3/PVcalc?lat=30.0444&lon=31.2357&peakpower=1&loss=14&angle=55&aspect=-135&outputformat=json&raddatabase=PVGIS-SARAH3&pvtechchoice=crystSi&mountingplace=free&usehorizon=1
55 | 45 | 9 | 72.59 | 2.42 | https://re.jrc.ec.europa.eu/api/v5_3/PVcalc?lat=30.0444&lon=31.2357&peakpower=1&loss=14&angle=55&aspect=-135&outputformat=json&raddatabase=PVGIS-SARAH3&pvtechchoice=crystSi&mountingplace=free&usehorizon=1
55 | 45 | 10 | 51.21 | 1.65 | https://re.jrc.ec.europa.eu/api/v5_3/PVcalc?lat=30.0444&lon=31.2357&peakpower=1&loss=14&angle=55&aspect=-135&outputformat=json&raddatabase=PVGIS-SARAH3&pvtechchoice=crystSi&mountingplace=free&usehorizon=1
55 | 45 | 11 | 31.83 | 1.06 | https://re.jrc.ec.europa.eu/api/v5_3/PVcalc?lat=30.0444&lon=31.2357&peakpower=1&loss=14&angle=55&aspect=-135&outputformat=json&raddatabase=PVGIS-SARAH3&pvtechchoice=crystSi&mountingplace=free&usehorizon=1
55 | 45 | 12 | 25.41 | 0.82 | https://re.jrc.ec.europa.eu/api/v5_3/PVcalc?lat=30.0444&lon=31.2357&peakpower=1&loss=14&angle=55&aspect=-135&outputformat=json&raddatabase=PVGIS-SARAH3&pvtechchoice=crystSi&mountingplace=free&usehorizon=1
55 | 60 | 1 | 42.93 | 1.38 | https://re.jrc.ec.europa.eu/api/v5_3/PVcalc?lat=30.0444&lon=31.2357&peakpower=1&loss=14&angle=55&aspect=-120&outputformat=json&raddatabase=PVGIS-SARAH3&pvtechchoice=crystSi&mountingplace=free&usehorizon=1
55 | 60 | 2 | 56.44 | 2.02 | https://re.jrc.ec.europa.eu/api/v5_3/PVcalc?lat=30.0444&lon=31.2357&peakpower=1&loss=14&angle=55&aspect=-120&outputformat=json&raddatabase=PVGIS-SARAH3&pvtechchoice=crystSi&mountingplace=free&usehorizon=1
55 | 60 | 3 | 84.23 | 2.72 | https://re.jrc.ec.europa.eu/api/v5_3/PVcalc?lat=30.0444&lon=31.2357&peakpower=1&loss=14&angle=55&aspect=-120&outputformat=json&raddatabase=PVGIS-SARAH3&pvtechchoice=crystSi&mountingplace=free&usehorizon=1
55 | 60 | 4 | 102.75 | 3.42 | https://re.jrc.ec.europa.eu/api/v5_3/PVcalc?lat=30.0444&lon=31.2357&peakpower=1&loss=14&angle=55&aspect=-120&outputformat=json&raddatabase=PVGIS-SARAH3&pvtechchoice=crystSi&mountingplace=free&usehorizon=1
55 | 60 | 5 | 123.17 | 3.97 | https://re.jrc.ec.europa.eu/api/v5_3/PVcalc?lat=30.0444&lon=31.2357&peakpower=1&loss=14&angle=55&aspect=-120&outputformat=json&raddatabase=PVGIS-SARAH3&pvtechchoice=crystSi&mountingplace=free&usehorizon=1
55 | 60 | 6 | 127.61 | 4.25 | https://re.jrc.ec.europa.eu/api/v5_3/PVcalc?lat=30.0444&lon=31.2357&peakpower=1&loss=14&angle=55&aspect=-120&outputformat=json&raddatabase=PVGIS-SARAH3&pvtechchoice=crystSi&mountingplace=free&usehorizon=1
55 | 60 | 7 | 125.24 | 4.04 | https://re.jrc.ec.europa.eu/api/v5_3/PVcalc?lat=30.0444&lon=31.2357&peakpower=1&loss=14&angle=55&aspect=-120&outputformat=json&raddatabase=PVGIS-SARAH3&pvtechchoice=crystSi&mountingplace=free&usehorizon=1
55 | 60 | 8 | 110.91 | 3.58 | https://re.jrc.ec.europa.eu/api/v5_3/PVcalc?lat=30.0444&lon=31.2357&peakpower=1&loss=14&angle=55&aspect=-120&outputformat=json&raddatabase=PVGIS-SARAH3&pvtechchoice=crystSi&mountingplace=free&usehorizon=1
55 | 60 | 9 | 86.06 | 2.87 | https://re.jrc.ec.europa.eu/api/v5_3/PVcalc?lat=30.0444&lon=31.2357&peakpower=1&loss=14&angle=55&aspect=-120&outputformat=json&raddatabase=PVGIS-SARAH3&pvtechchoice=crystSi&mountingplace=free&usehorizon=1
55 | 60 | 10 | 67.14 | 2.17 | https://re.jrc.ec.europa.eu/api/v5_3/PVcalc?lat=30.0444&lon=31.2357&peakpower=1&loss=14&angle=55&aspect=-120&outputformat=json&raddatabase=PVGIS-SARAH3&pvtechchoice=crystSi&mountingplace=free&usehorizon=1
55 | 60 | 11 | 46.84 | 1.56 | https://re.jrc.ec.europa.eu/api/v5_3/PVcalc?lat=30.0444&lon=31.2357&peakpower=1&loss=14&angle=55&aspect=-120&outputformat=json&raddatabase=PVGIS-SARAH3&pvtechchoice=crystSi&mountingplace=free&usehorizon=1
55 | 60 | 12 | 38.92 | 1.26 | https://re.jrc.ec.europa.eu/api/v5_3/PVcalc?lat=30.0444&lon=31.2357&peakpower=1&loss=14&angle=55&aspect=-120&outputformat=json&raddatabase=PVGIS-SARAH3&pvtechchoice=crystSi&mountingplace=free&usehorizon=1
55 | 75 | 1 | 58.9 | 1.9 | https://re.jrc.ec.europa.eu/api/v5_3/PVcalc?lat=30.0444&lon=31.2357&peakpower=1&loss=14&angle=55&aspect=-105&outputformat=json&raddatabase=PVGIS-SARAH3&pvtechchoice=crystSi&mountingplace=free&usehorizon=1
55 | 75 | 2 | 70.47 | 2.52 | https://re.jrc.ec.europa.eu/api/v5_3/PVcalc?lat=30.0444&lon=31.2357&peakpower=1&loss=14&angle=55&aspect=-105&outputformat=json&raddatabase=PVGIS-SARAH3&pvtechchoice=crystSi&mountingplace=free&usehorizon=1
55 | 75 | 3 | 98.12 | 3.17 | https://re.jrc.ec.europa.eu/api/v5_3/PVcalc?lat=30.0444&lon=31.2357&peakpower=1&loss=14&angle=55&aspect=-105&outputformat=json&raddatabase=PVGIS-SARAH3&pvtechchoice=crystSi&mountingplace=free&usehorizon=1
55 | 75 | 4 | 112.25 | 3.74 | https://re.jrc.ec.europa.eu/api/v5_3/PVcalc?lat=30.0444&lon=31.2357&peakpower=1&loss=14&angle=55&aspect=-105&outputformat=json&raddatabase=PVGIS-SARAH3&pvtechchoice=crystSi&mountingplace=free&usehorizon=1
55 | 75 | 5 | 128.84 | 4.16 | https://re.jrc.ec.europa.eu/api/v5_3/PVcalc?lat=30.0444&lon=31.2357&peakpower=1&loss=14&angle=55&aspect=-105&outputformat=json&raddatabase=PVGIS-SARAH3&pvtechchoice=crystSi&mountingplace=free&usehorizon=1
55 | 75 | 6 | 131.15 | 4.37 | https://re.jrc.ec.europa.eu/api/v5_3/PVcalc?lat=30.0444&lon=31.2357&peakpower=1&loss=14&angle=55&aspect=-105&outputformat=json&raddatabase=PVGIS-SARAH3&pvtechchoice=crystSi&mountingplace=free&usehorizon=1
55 | 75 | 7 | 129.96 | 4.19 | https://re.jrc.ec.europa.eu/api/v5_3/PVcalc?lat=30.0444&lon=31.2357&peakpower=1&loss=14&angle=55&aspect=-105&outputformat=json&raddatabase=PVGIS-SARAH3&pvtechchoice=crystSi&mountingplace=free&usehorizon=1
55 | 75 | 8 | 119.5 | 3.85 | https://re.jrc.ec.europa.eu/api/v5_3/PVcalc?lat=30.0444&lon=31.2357&peakpower=1&loss=14&angle=55&aspect=-105&outputformat=json&raddatabase=PVGIS-SARAH3&pvtechchoice=crystSi&mountingplace=free&usehorizon=1
55 | 75 | 9 | 98.59 | 3.29 | https://re.jrc.ec.europa.eu/api/v5_3/PVcalc?lat=30.0444&lon=31.2357&peakpower=1&loss=14&angle=55&aspect=-105&outputformat=json&raddatabase=PVGIS-SARAH3&pvtechchoice=crystSi&mountingplace=free&usehorizon=1
55 | 75 | 10 | 82.77 | 2.67 | https://re.jrc.ec.europa.eu/api/v5_3/PVcalc?lat=30.0444&lon=31.2357&peakpower=1&loss=14&angle=55&aspect=-105&outputformat=json&raddatabase=PVGIS-SARAH3&pvtechchoice=crystSi&mountingplace=free&usehorizon=1
55 | 75 | 11 | 63.28 | 2.11 | https://re.jrc.ec.europa.eu/api/v5_3/PVcalc?lat=30.0444&lon=31.2357&peakpower=1&loss=14&angle=55&aspect=-105&outputformat=json&raddatabase=PVGIS-SARAH3&pvtechchoice=crystSi&mountingplace=free&usehorizon=1
55 | 75 | 12 | 55.26 | 1.78 | https://re.jrc.ec.europa.eu/api/v5_3/PVcalc?lat=30.0444&lon=31.2357&peakpower=1&loss=14&angle=55&aspect=-105&outputformat=json&raddatabase=PVGIS-SARAH3&pvtechchoice=crystSi&mountingplace=free&usehorizon=1
55 | 90 | 1 | 75.35 | 2.43 | https://re.jrc.ec.europa.eu/api/v5_3/PVcalc?lat=30.0444&lon=31.2357&peakpower=1&loss=14&angle=55&aspect=-90&outputformat=json&raddatabase=PVGIS-SARAH3&pvtechchoice=crystSi&mountingplace=free&usehorizon=1
55 | 90 | 2 | 84.22 | 3.01 | https://re.jrc.ec.europa.eu/api/v5_3/PVcalc?lat=30.0444&lon=31.2357&peakpower=1&loss=14&angle=55&aspect=-90&outputformat=json&raddatabase=PVGIS-SARAH3&pvtechchoice=crystSi&mountingplace=free&usehorizon=1
55 | 90 | 3 | 110.48 | 3.56 | https://re.jrc.ec.europa.eu/api/v5_3/PVcalc?lat=30.0444&lon=31.2357&peakpower=1&loss=14&angle=55&aspect=-90&outputformat=json&raddatabase=PVGIS-SARAH3&pvtechchoice=crystSi&mountingplace=free&usehorizon=1
55 | 90 | 4 | 119.68 | 3.99 | https://re.jrc.ec.europa.eu/api/v5_3/PVcalc?lat=30.0444&lon=31.2357&peakpower=1&loss=14&angle=55&aspect=-90&outputformat=json&raddatabase=PVGIS-SARAH3&pvtechchoice=crystSi&mountingplace=free&usehorizon=1
55 | 90 | 5 | 132.72 | 4.28 | https://re.jrc.ec.europa.eu/api/v5_3/PVcalc?lat=30.0444&lon=31.2357&peakpower=1&loss=14&angle=55&aspect=-90&outputformat=json&raddatabase=PVGIS-SARAH3&pvtechchoice=crystSi&mountingplace=free&usehorizon=1
55 | 90 | 6 | 132.88 | 4.43 | https://re.jrc.ec.europa.eu/api/v5_3/PVcalc?lat=30.0444&lon=31.2357&peakpower=1&loss=14&angle=55&aspect=-90&outputformat=json&raddatabase=PVGIS-SARAH3&pvtechchoice=crystSi&mountingplace=free&usehorizon=1
55 | 90 | 7 | 132.93 | 4.29 | https://re.jrc.ec.europa.eu/api/v5_3/PVcalc?lat=30.0444&lon=31.2357&peakpower=1&loss=14&angle=55&aspect=-90&outputformat=json&raddatabase=PVGIS-SARAH3&pvtechchoice=crystSi&mountingplace=free&usehorizon=1
55 | 90 | 8 | 126.13 | 4.07 | https://re.jrc.ec.europa.eu/api/v5_3/PVcalc?lat=30.0444&lon=31.2357&peakpower=1&loss=14&angle=55&aspect=-90&outputformat=json&raddatabase=PVGIS-SARAH3&pvtechchoice=crystSi&mountingplace=free&usehorizon=1
55 | 90 | 9 | 109.78 | 3.66 | https://re.jrc.ec.europa.eu/api/v5_3/PVcalc?lat=30.0444&lon=31.2357&peakpower=1&loss=14&angle=55&aspect=-90&outputformat=json&raddatabase=PVGIS-SARAH3&pvtechchoice=crystSi&mountingplace=free&usehorizon=1
55 | 90 | 10 | 97.67 | 3.15 | https://re.jrc.ec.europa.eu/api/v5_3/PVcalc?lat=30.0444&lon=31.2357&peakpower=1&loss=14&angle=55&aspect=-90&outputformat=json&raddatabase=PVGIS-SARAH3&pvtechchoice=crystSi&mountingplace=free&usehorizon=1
55 | 90 | 11 | 79.58 | 2.65 | https://re.jrc.ec.europa.eu/api/v5_3/PVcalc?lat=30.0444&lon=31.2357&peakpower=1&loss=14&angle=55&aspect=-90&outputformat=json&raddatabase=PVGIS-SARAH3&pvtechchoice=crystSi&mountingplace=free&usehorizon=1
55 | 90 | 12 | 72.42 | 2.34 | https://re.jrc.ec.europa.eu/api/v5_3/PVcalc?lat=30.0444&lon=31.2357&peakpower=1&loss=14&angle=55&aspect=-90&outputformat=json&raddatabase=PVGIS-SARAH3&pvtechchoice=crystSi&mountingplace=free&usehorizon=1
55 | 105 | 1 | 91.31 | 2.95 | https://re.jrc.ec.europa.eu/api/v5_3/PVcalc?lat=30.0444&lon=31.2357&peakpower=1&loss=14&angle=55&aspect=-75&outputformat=json&raddatabase=PVGIS-SARAH3&pvtechchoice=crystSi&mountingplace=free&usehorizon=1
55 | 105 | 2 | 96.73 | 3.45 | https://re.jrc.ec.europa.eu/api/v5_3/PVcalc?lat=30.0444&lon=31.2357&peakpower=1&loss=14&angle=55&aspect=-75&outputformat=json&raddatabase=PVGIS-SARAH3&pvtechchoice=crystSi&mountingplace=free&usehorizon=1
55 | 105 | 3 | 121.35 | 3.91 | https://re.jrc.ec.europa.eu/api/v5_3/PVcalc?lat=30.0444&lon=31.2357&peakpower=1&loss=14&angle=55&aspect=-75&outputformat=json&raddatabase=PVGIS-SARAH3&pvtechchoice=crystSi&mountingplace=free&usehorizon=1
55 | 105 | 4 | 125.96 | 4.2 | https://re.jrc.ec.europa.eu/api/v5_3/PVcalc?lat=30.0444&lon=31.2357&peakpower=1&loss=14&angle=55&aspect=-75&outputformat=json&raddatabase=PVGIS-SARAH3&pvtechchoice=crystSi&mountingplace=free&usehorizon=1
55 | 105 | 5 | 134.71 | 4.35 | https://re.jrc.ec.europa.eu/api/v5_3/PVcalc?lat=30.0444&lon=31.2357&peakpower=1&loss=14&angle=55&aspect=-75&outputformat=json&raddatabase=PVGIS-SARAH3&pvtechchoice=crystSi&mountingplace=free&usehorizon=1
55 | 105 | 6 | 132.66 | 4.42 | https://re.jrc.ec.europa.eu/api/v5_3/PVcalc?lat=30.0444&lon=31.2357&peakpower=1&loss=14&angle=55&aspect=-75&outputformat=json&raddatabase=PVGIS-SARAH3&pvtechchoice=crystSi&mountingplace=free&usehorizon=1
55 | 105 | 7 | 134 | 4.32 | https://re.jrc.ec.europa.eu/api/v5_3/PVcalc?lat=30.0444&lon=31.2357&peakpower=1&loss=14&angle=55&aspect=-75&outputformat=json&raddatabase=PVGIS-SARAH3&pvtechchoice=crystSi&mountingplace=free&usehorizon=1
55 | 105 | 8 | 131.14 | 4.23 | https://re.jrc.ec.europa.eu/api/v5_3/PVcalc?lat=30.0444&lon=31.2357&peakpower=1&loss=14&angle=55&aspect=-75&outputformat=json&raddatabase=PVGIS-SARAH3&pvtechchoice=crystSi&mountingplace=free&usehorizon=1
55 | 105 | 9 | 118.99 | 3.97 | https://re.jrc.ec.europa.eu/api/v5_3/PVcalc?lat=30.0444&lon=31.2357&peakpower=1&loss=14&angle=55&aspect=-75&outputformat=json&raddatabase=PVGIS-SARAH3&pvtechchoice=crystSi&mountingplace=free&usehorizon=1
55 | 105 | 10 | 111.51 | 3.6 | https://re.jrc.ec.europa.eu/api/v5_3/PVcalc?lat=30.0444&lon=31.2357&peakpower=1&loss=14&angle=55&aspect=-75&outputformat=json&raddatabase=PVGIS-SARAH3&pvtechchoice=crystSi&mountingplace=free&usehorizon=1
55 | 105 | 11 | 95.91 | 3.2 | https://re.jrc.ec.europa.eu/api/v5_3/PVcalc?lat=30.0444&lon=31.2357&peakpower=1&loss=14&angle=55&aspect=-75&outputformat=json&raddatabase=PVGIS-SARAH3&pvtechchoice=crystSi&mountingplace=free&usehorizon=1
55 | 105 | 12 | 89.71 | 2.89 | https://re.jrc.ec.europa.eu/api/v5_3/PVcalc?lat=30.0444&lon=31.2357&peakpower=1&loss=14&angle=55&aspect=-75&outputformat=json&raddatabase=PVGIS-SARAH3&pvtechchoice=crystSi&mountingplace=free&usehorizon=1
55 | 120 | 1 | 106.73 | 3.44 | https://re.jrc.ec.europa.eu/api/v5_3/PVcalc?lat=30.0444&lon=31.2357&peakpower=1&loss=14&angle=55&aspect=-60&outputformat=json&raddatabase=PVGIS-SARAH3&pvtechchoice=crystSi&mountingplace=free&usehorizon=1
55 | 120 | 2 | 107.94 | 3.85 | https://re.jrc.ec.europa.eu/api/v5_3/PVcalc?lat=30.0444&lon=31.2357&peakpower=1&loss=14&angle=55&aspect=-60&outputformat=json&raddatabase=PVGIS-SARAH3&pvtechchoice=crystSi&mountingplace=free&usehorizon=1
55 | 120 | 3 | 130.85 | 4.22 | https://re.jrc.ec.europa.eu/api/v5_3/PVcalc?lat=30.0444&lon=31.2357&peakpower=1&loss=14&angle=55&aspect=-60&outputformat=json&raddatabase=PVGIS-SARAH3&pvtechchoice=crystSi&mountingplace=free&usehorizon=1
55 | 120 | 4 | 130.68 | 4.36 | https://re.jrc.ec.europa.eu/api/v5_3/PVcalc?lat=30.0444&lon=31.2357&peakpower=1&loss=14&angle=55&aspect=-60&outputformat=json&raddatabase=PVGIS-SARAH3&pvtechchoice=crystSi&mountingplace=free&usehorizon=1
55 | 120 | 5 | 134.89 | 4.35 | https://re.jrc.ec.europa.eu/api/v5_3/PVcalc?lat=30.0444&lon=31.2357&peakpower=1&loss=14&angle=55&aspect=-60&outputformat=json&raddatabase=PVGIS-SARAH3&pvtechchoice=crystSi&mountingplace=free&usehorizon=1
55 | 120 | 6 | 130.55 | 4.35 | https://re.jrc.ec.europa.eu/api/v5_3/PVcalc?lat=30.0444&lon=31.2357&peakpower=1&loss=14&angle=55&aspect=-60&outputformat=json&raddatabase=PVGIS-SARAH3&pvtechchoice=crystSi&mountingplace=free&usehorizon=1
55 | 120 | 7 | 133.2 | 4.3 | https://re.jrc.ec.europa.eu/api/v5_3/PVcalc?lat=30.0444&lon=31.2357&peakpower=1&loss=14&angle=55&aspect=-60&outputformat=json&raddatabase=PVGIS-SARAH3&pvtechchoice=crystSi&mountingplace=free&usehorizon=1
55 | 120 | 8 | 134.31 | 4.33 | https://re.jrc.ec.europa.eu/api/v5_3/PVcalc?lat=30.0444&lon=31.2357&peakpower=1&loss=14&angle=55&aspect=-60&outputformat=json&raddatabase=PVGIS-SARAH3&pvtechchoice=crystSi&mountingplace=free&usehorizon=1
55 | 120 | 9 | 127.42 | 4.25 | https://re.jrc.ec.europa.eu/api/v5_3/PVcalc?lat=30.0444&lon=31.2357&peakpower=1&loss=14&angle=55&aspect=-60&outputformat=json&raddatabase=PVGIS-SARAH3&pvtechchoice=crystSi&mountingplace=free&usehorizon=1
55 | 120 | 10 | 124.08 | 4 | https://re.jrc.ec.europa.eu/api/v5_3/PVcalc?lat=30.0444&lon=31.2357&peakpower=1&loss=14&angle=55&aspect=-60&outputformat=json&raddatabase=PVGIS-SARAH3&pvtechchoice=crystSi&mountingplace=free&usehorizon=1
55 | 120 | 11 | 111.08 | 3.7 | https://re.jrc.ec.europa.eu/api/v5_3/PVcalc?lat=30.0444&lon=31.2357&peakpower=1&loss=14&angle=55&aspect=-60&outputformat=json&raddatabase=PVGIS-SARAH3&pvtechchoice=crystSi&mountingplace=free&usehorizon=1
55 | 120 | 12 | 106.43 | 3.43 | https://re.jrc.ec.europa.eu/api/v5_3/PVcalc?lat=30.0444&lon=31.2357&peakpower=1&loss=14&angle=55&aspect=-60&outputformat=json&raddatabase=PVGIS-SARAH3&pvtechchoice=crystSi&mountingplace=free&usehorizon=1
55 | 135 | 1 | 120.85 | 3.9 | https://re.jrc.ec.europa.eu/api/v5_3/PVcalc?lat=30.0444&lon=31.2357&peakpower=1&loss=14&angle=55&aspect=-45&outputformat=json&raddatabase=PVGIS-SARAH3&pvtechchoice=crystSi&mountingplace=free&usehorizon=1
55 | 135 | 2 | 118.01 | 4.21 | https://re.jrc.ec.europa.eu/api/v5_3/PVcalc?lat=30.0444&lon=31.2357&peakpower=1&loss=14&angle=55&aspect=-45&outputformat=json&raddatabase=PVGIS-SARAH3&pvtechchoice=crystSi&mountingplace=free&usehorizon=1
55 | 135 | 3 | 138.71 | 4.47 | https://re.jrc.ec.europa.eu/api/v5_3/PVcalc?lat=30.0444&lon=31.2357&peakpower=1&loss=14&angle=55&aspect=-45&outputformat=json&raddatabase=PVGIS-SARAH3&pvtechchoice=crystSi&mountingplace=free&usehorizon=1
55 | 135 | 4 | 133.36 | 4.45 | https://re.jrc.ec.europa.eu/api/v5_3/PVcalc?lat=30.0444&lon=31.2357&peakpower=1&loss=14&angle=55&aspect=-45&outputformat=json&raddatabase=PVGIS-SARAH3&pvtechchoice=crystSi&mountingplace=free&usehorizon=1
55 | 135 | 5 | 133.08 | 4.29 | https://re.jrc.ec.europa.eu/api/v5_3/PVcalc?lat=30.0444&lon=31.2357&peakpower=1&loss=14&angle=55&aspect=-45&outputformat=json&raddatabase=PVGIS-SARAH3&pvtechchoice=crystSi&mountingplace=free&usehorizon=1
55 | 135 | 6 | 126.48 | 4.22 | https://re.jrc.ec.europa.eu/api/v5_3/PVcalc?lat=30.0444&lon=31.2357&peakpower=1&loss=14&angle=55&aspect=-45&outputformat=json&raddatabase=PVGIS-SARAH3&pvtechchoice=crystSi&mountingplace=free&usehorizon=1
55 | 135 | 7 | 130.24 | 4.2 | https://re.jrc.ec.europa.eu/api/v5_3/PVcalc?lat=30.0444&lon=31.2357&peakpower=1&loss=14&angle=55&aspect=-45&outputformat=json&raddatabase=PVGIS-SARAH3&pvtechchoice=crystSi&mountingplace=free&usehorizon=1
55 | 135 | 8 | 135.27 | 4.36 | https://re.jrc.ec.europa.eu/api/v5_3/PVcalc?lat=30.0444&lon=31.2357&peakpower=1&loss=14&angle=55&aspect=-45&outputformat=json&raddatabase=PVGIS-SARAH3&pvtechchoice=crystSi&mountingplace=free&usehorizon=1
55 | 135 | 9 | 133.75 | 4.46 | https://re.jrc.ec.europa.eu/api/v5_3/PVcalc?lat=30.0444&lon=31.2357&peakpower=1&loss=14&angle=55&aspect=-45&outputformat=json&raddatabase=PVGIS-SARAH3&pvtechchoice=crystSi&mountingplace=free&usehorizon=1
55 | 135 | 10 | 134.99 | 4.35 | https://re.jrc.ec.europa.eu/api/v5_3/PVcalc?lat=30.0444&lon=31.2357&peakpower=1&loss=14&angle=55&aspect=-45&outputformat=json&raddatabase=PVGIS-SARAH3&pvtechchoice=crystSi&mountingplace=free&usehorizon=1
55 | 135 | 11 | 124.87 | 4.16 | https://re.jrc.ec.europa.eu/api/v5_3/PVcalc?lat=30.0444&lon=31.2357&peakpower=1&loss=14&angle=55&aspect=-45&outputformat=json&raddatabase=PVGIS-SARAH3&pvtechchoice=crystSi&mountingplace=free&usehorizon=1
55 | 135 | 12 | 121.6 | 3.92 | https://re.jrc.ec.europa.eu/api/v5_3/PVcalc?lat=30.0444&lon=31.2357&peakpower=1&loss=14&angle=55&aspect=-45&outputformat=json&raddatabase=PVGIS-SARAH3&pvtechchoice=crystSi&mountingplace=free&usehorizon=1
55 | 150 | 1 | 132.79 | 4.28 | https://re.jrc.ec.europa.eu/api/v5_3/PVcalc?lat=30.0444&lon=31.2357&peakpower=1&loss=14&angle=55&aspect=-30&outputformat=json&raddatabase=PVGIS-SARAH3&pvtechchoice=crystSi&mountingplace=free&usehorizon=1
55 | 150 | 2 | 126.19 | 4.51 | https://re.jrc.ec.europa.eu/api/v5_3/PVcalc?lat=30.0444&lon=31.2357&peakpower=1&loss=14&angle=55&aspect=-30&outputformat=json&raddatabase=PVGIS-SARAH3&pvtechchoice=crystSi&mountingplace=free&usehorizon=1
55 | 150 | 3 | 145.14 | 4.68 | https://re.jrc.ec.europa.eu/api/v5_3/PVcalc?lat=30.0444&lon=31.2357&peakpower=1&loss=14&angle=55&aspect=-30&outputformat=json&raddatabase=PVGIS-SARAH3&pvtechchoice=crystSi&mountingplace=free&usehorizon=1
55 | 150 | 4 | 135.6 | 4.52 | https://re.jrc.ec.europa.eu/api/v5_3/PVcalc?lat=30.0444&lon=31.2357&peakpower=1&loss=14&angle=55&aspect=-30&outputformat=json&raddatabase=PVGIS-SARAH3&pvtechchoice=crystSi&mountingplace=free&usehorizon=1
55 | 150 | 5 | 130.49 | 4.21 | https://re.jrc.ec.europa.eu/api/v5_3/PVcalc?lat=30.0444&lon=31.2357&peakpower=1&loss=14&angle=55&aspect=-30&outputformat=json&raddatabase=PVGIS-SARAH3&pvtechchoice=crystSi&mountingplace=free&usehorizon=1
55 | 150 | 6 | 121.67 | 4.06 | https://re.jrc.ec.europa.eu/api/v5_3/PVcalc?lat=30.0444&lon=31.2357&peakpower=1&loss=14&angle=55&aspect=-30&outputformat=json&raddatabase=PVGIS-SARAH3&pvtechchoice=crystSi&mountingplace=free&usehorizon=1
55 | 150 | 7 | 127.19 | 4.1 | https://re.jrc.ec.europa.eu/api/v5_3/PVcalc?lat=30.0444&lon=31.2357&peakpower=1&loss=14&angle=55&aspect=-30&outputformat=json&raddatabase=PVGIS-SARAH3&pvtechchoice=crystSi&mountingplace=free&usehorizon=1
55 | 150 | 8 | 135.98 | 4.39 | https://re.jrc.ec.europa.eu/api/v5_3/PVcalc?lat=30.0444&lon=31.2357&peakpower=1&loss=14&angle=55&aspect=-30&outputformat=json&raddatabase=PVGIS-SARAH3&pvtechchoice=crystSi&mountingplace=free&usehorizon=1
55 | 150 | 9 | 139.62 | 4.65 | https://re.jrc.ec.europa.eu/api/v5_3/PVcalc?lat=30.0444&lon=31.2357&peakpower=1&loss=14&angle=55&aspect=-30&outputformat=json&raddatabase=PVGIS-SARAH3&pvtechchoice=crystSi&mountingplace=free&usehorizon=1
55 | 150 | 10 | 144.74 | 4.67 | https://re.jrc.ec.europa.eu/api/v5_3/PVcalc?lat=30.0444&lon=31.2357&peakpower=1&loss=14&angle=55&aspect=-30&outputformat=json&raddatabase=PVGIS-SARAH3&pvtechchoice=crystSi&mountingplace=free&usehorizon=1
55 | 150 | 11 | 136.84 | 4.56 | https://re.jrc.ec.europa.eu/api/v5_3/PVcalc?lat=30.0444&lon=31.2357&peakpower=1&loss=14&angle=55&aspect=-30&outputformat=json&raddatabase=PVGIS-SARAH3&pvtechchoice=crystSi&mountingplace=free&usehorizon=1
55 | 150 | 12 | 134.28 | 4.33 | https://re.jrc.ec.europa.eu/api/v5_3/PVcalc?lat=30.0444&lon=31.2357&peakpower=1&loss=14&angle=55&aspect=-30&outputformat=json&raddatabase=PVGIS-SARAH3&pvtechchoice=crystSi&mountingplace=free&usehorizon=1
55 | 165 | 1 | 140.9 | 4.55 | https://re.jrc.ec.europa.eu/api/v5_3/PVcalc?lat=30.0444&lon=31.2357&peakpower=1&loss=14&angle=55&aspect=-15&outputformat=json&raddatabase=PVGIS-SARAH3&pvtechchoice=crystSi&mountingplace=free&usehorizon=1
55 | 165 | 2 | 131.85 | 4.71 | https://re.jrc.ec.europa.eu/api/v5_3/PVcalc?lat=30.0444&lon=31.2357&peakpower=1&loss=14&angle=55&aspect=-15&outputformat=json&raddatabase=PVGIS-SARAH3&pvtechchoice=crystSi&mountingplace=free&usehorizon=1
55 | 165 | 3 | 150.33 | 4.85 | https://re.jrc.ec.europa.eu/api/v5_3/PVcalc?lat=30.0444&lon=31.2357&peakpower=1&loss=14&angle=55&aspect=-15&outputformat=json&raddatabase=PVGIS-SARAH3&pvtechchoice=crystSi&mountingplace=free&usehorizon=1
55 | 165 | 4 | 136.92 | 4.56 | https://re.jrc.ec.europa.eu/api/v5_3/PVcalc?lat=30.0444&lon=31.2357&peakpower=1&loss=14&angle=55&aspect=-15&outputformat=json&raddatabase=PVGIS-SARAH3&pvtechchoice=crystSi&mountingplace=free&usehorizon=1
55 | 165 | 5 | 127.46 | 4.11 | https://re.jrc.ec.europa.eu/api/v5_3/PVcalc?lat=30.0444&lon=31.2357&peakpower=1&loss=14&angle=55&aspect=-15&outputformat=json&raddatabase=PVGIS-SARAH3&pvtechchoice=crystSi&mountingplace=free&usehorizon=1
55 | 165 | 6 | 116.81 | 3.89 | https://re.jrc.ec.europa.eu/api/v5_3/PVcalc?lat=30.0444&lon=31.2357&peakpower=1&loss=14&angle=55&aspect=-15&outputformat=json&raddatabase=PVGIS-SARAH3&pvtechchoice=crystSi&mountingplace=free&usehorizon=1
55 | 165 | 7 | 123.7 | 3.99 | https://re.jrc.ec.europa.eu/api/v5_3/PVcalc?lat=30.0444&lon=31.2357&peakpower=1&loss=14&angle=55&aspect=-15&outputformat=json&raddatabase=PVGIS-SARAH3&pvtechchoice=crystSi&mountingplace=free&usehorizon=1
55 | 165 | 8 | 135.88 | 4.38 | https://re.jrc.ec.europa.eu/api/v5_3/PVcalc?lat=30.0444&lon=31.2357&peakpower=1&loss=14&angle=55&aspect=-15&outputformat=json&raddatabase=PVGIS-SARAH3&pvtechchoice=crystSi&mountingplace=free&usehorizon=1
55 | 165 | 9 | 144.28 | 4.81 | https://re.jrc.ec.europa.eu/api/v5_3/PVcalc?lat=30.0444&lon=31.2357&peakpower=1&loss=14&angle=55&aspect=-15&outputformat=json&raddatabase=PVGIS-SARAH3&pvtechchoice=crystSi&mountingplace=free&usehorizon=1
55 | 165 | 10 | 152.37 | 4.92 | https://re.jrc.ec.europa.eu/api/v5_3/PVcalc?lat=30.0444&lon=31.2357&peakpower=1&loss=14&angle=55&aspect=-15&outputformat=json&raddatabase=PVGIS-SARAH3&pvtechchoice=crystSi&mountingplace=free&usehorizon=1
55 | 165 | 11 | 145.32 | 4.84 | https://re.jrc.ec.europa.eu/api/v5_3/PVcalc?lat=30.0444&lon=31.2357&peakpower=1&loss=14&angle=55&aspect=-15&outputformat=json&raddatabase=PVGIS-SARAH3&pvtechchoice=crystSi&mountingplace=free&usehorizon=1
55 | 165 | 12 | 142.78 | 4.61 | https://re.jrc.ec.europa.eu/api/v5_3/PVcalc?lat=30.0444&lon=31.2357&peakpower=1&loss=14&angle=55&aspect=-15&outputformat=json&raddatabase=PVGIS-SARAH3&pvtechchoice=crystSi&mountingplace=free&usehorizon=1
55 | 180 | 1 | 143.35 | 4.62 | https://re.jrc.ec.europa.eu/api/v5_3/PVcalc?lat=30.0444&lon=31.2357&peakpower=1&loss=14&angle=55&aspect=0&outputformat=json&raddatabase=PVGIS-SARAH3&pvtechchoice=crystSi&mountingplace=free&usehorizon=1
55 | 180 | 2 | 133.6 | 4.77 | https://re.jrc.ec.europa.eu/api/v5_3/PVcalc?lat=30.0444&lon=31.2357&peakpower=1&loss=14&angle=55&aspect=0&outputformat=json&raddatabase=PVGIS-SARAH3&pvtechchoice=crystSi&mountingplace=free&usehorizon=1
55 | 180 | 3 | 153.2 | 4.94 | https://re.jrc.ec.europa.eu/api/v5_3/PVcalc?lat=30.0444&lon=31.2357&peakpower=1&loss=14&angle=55&aspect=0&outputformat=json&raddatabase=PVGIS-SARAH3&pvtechchoice=crystSi&mountingplace=free&usehorizon=1
55 | 180 | 4 | 138.04 | 4.6 | https://re.jrc.ec.europa.eu/api/v5_3/PVcalc?lat=30.0444&lon=31.2357&peakpower=1&loss=14&angle=55&aspect=0&outputformat=json&raddatabase=PVGIS-SARAH3&pvtechchoice=crystSi&mountingplace=free&usehorizon=1
55 | 180 | 5 | 126.32 | 4.07 | https://re.jrc.ec.europa.eu/api/v5_3/PVcalc?lat=30.0444&lon=31.2357&peakpower=1&loss=14&angle=55&aspect=0&outputformat=json&raddatabase=PVGIS-SARAH3&pvtechchoice=crystSi&mountingplace=free&usehorizon=1
55 | 180 | 6 | 115.03 | 3.83 | https://re.jrc.ec.europa.eu/api/v5_3/PVcalc?lat=30.0444&lon=31.2357&peakpower=1&loss=14&angle=55&aspect=0&outputformat=json&raddatabase=PVGIS-SARAH3&pvtechchoice=crystSi&mountingplace=free&usehorizon=1
55 | 180 | 7 | 122.59 | 3.95 | https://re.jrc.ec.europa.eu/api/v5_3/PVcalc?lat=30.0444&lon=31.2357&peakpower=1&loss=14&angle=55&aspect=0&outputformat=json&raddatabase=PVGIS-SARAH3&pvtechchoice=crystSi&mountingplace=free&usehorizon=1
55 | 180 | 8 | 136.61 | 4.41 | https://re.jrc.ec.europa.eu/api/v5_3/PVcalc?lat=30.0444&lon=31.2357&peakpower=1&loss=14&angle=55&aspect=0&outputformat=json&raddatabase=PVGIS-SARAH3&pvtechchoice=crystSi&mountingplace=free&usehorizon=1
55 | 180 | 9 | 147.48 | 4.92 | https://re.jrc.ec.europa.eu/api/v5_3/PVcalc?lat=30.0444&lon=31.2357&peakpower=1&loss=14&angle=55&aspect=0&outputformat=json&raddatabase=PVGIS-SARAH3&pvtechchoice=crystSi&mountingplace=free&usehorizon=1
55 | 180 | 10 | 155.73 | 5.02 | https://re.jrc.ec.europa.eu/api/v5_3/PVcalc?lat=30.0444&lon=31.2357&peakpower=1&loss=14&angle=55&aspect=0&outputformat=json&raddatabase=PVGIS-SARAH3&pvtechchoice=crystSi&mountingplace=free&usehorizon=1
55 | 180 | 11 | 148.18 | 4.94 | https://re.jrc.ec.europa.eu/api/v5_3/PVcalc?lat=30.0444&lon=31.2357&peakpower=1&loss=14&angle=55&aspect=0&outputformat=json&raddatabase=PVGIS-SARAH3&pvtechchoice=crystSi&mountingplace=free&usehorizon=1
55 | 180 | 12 | 145.34 | 4.69 | https://re.jrc.ec.europa.eu/api/v5_3/PVcalc?lat=30.0444&lon=31.2357&peakpower=1&loss=14&angle=55&aspect=0&outputformat=json&raddatabase=PVGIS-SARAH3&pvtechchoice=crystSi&mountingplace=free&usehorizon=1
55 | 195 | 1 | 139.88 | 4.51 | https://re.jrc.ec.europa.eu/api/v5_3/PVcalc?lat=30.0444&lon=31.2357&peakpower=1&loss=14&angle=55&aspect=15&outputformat=json&raddatabase=PVGIS-SARAH3&pvtechchoice=crystSi&mountingplace=free&usehorizon=1
55 | 195 | 2 | 130.49 | 4.66 | https://re.jrc.ec.europa.eu/api/v5_3/PVcalc?lat=30.0444&lon=31.2357&peakpower=1&loss=14&angle=55&aspect=15&outputformat=json&raddatabase=PVGIS-SARAH3&pvtechchoice=crystSi&mountingplace=free&usehorizon=1
55 | 195 | 3 | 152.13 | 4.91 | https://re.jrc.ec.europa.eu/api/v5_3/PVcalc?lat=30.0444&lon=31.2357&peakpower=1&loss=14&angle=55&aspect=15&outputformat=json&raddatabase=PVGIS-SARAH3&pvtechchoice=crystSi&mountingplace=free&usehorizon=1
55 | 195 | 4 | 138.98 | 4.63 | https://re.jrc.ec.europa.eu/api/v5_3/PVcalc?lat=30.0444&lon=31.2357&peakpower=1&loss=14&angle=55&aspect=15&outputformat=json&raddatabase=PVGIS-SARAH3&pvtechchoice=crystSi&mountingplace=free&usehorizon=1
55 | 195 | 5 | 128.44 | 4.14 | https://re.jrc.ec.europa.eu/api/v5_3/PVcalc?lat=30.0444&lon=31.2357&peakpower=1&loss=14&angle=55&aspect=15&outputformat=json&raddatabase=PVGIS-SARAH3&pvtechchoice=crystSi&mountingplace=free&usehorizon=1
55 | 195 | 6 | 118.1 | 3.94 | https://re.jrc.ec.europa.eu/api/v5_3/PVcalc?lat=30.0444&lon=31.2357&peakpower=1&loss=14&angle=55&aspect=15&outputformat=json&raddatabase=PVGIS-SARAH3&pvtechchoice=crystSi&mountingplace=free&usehorizon=1
55 | 195 | 7 | 125.82 | 4.06 | https://re.jrc.ec.europa.eu/api/v5_3/PVcalc?lat=30.0444&lon=31.2357&peakpower=1&loss=14&angle=55&aspect=15&outputformat=json&raddatabase=PVGIS-SARAH3&pvtechchoice=crystSi&mountingplace=free&usehorizon=1
55 | 195 | 8 | 138.96 | 4.48 | https://re.jrc.ec.europa.eu/api/v5_3/PVcalc?lat=30.0444&lon=31.2357&peakpower=1&loss=14&angle=55&aspect=15&outputformat=json&raddatabase=PVGIS-SARAH3&pvtechchoice=crystSi&mountingplace=free&usehorizon=1
55 | 195 | 9 | 148.01 | 4.93 | https://re.jrc.ec.europa.eu/api/v5_3/PVcalc?lat=30.0444&lon=31.2357&peakpower=1&loss=14&angle=55&aspect=15&outputformat=json&raddatabase=PVGIS-SARAH3&pvtechchoice=crystSi&mountingplace=free&usehorizon=1
55 | 195 | 10 | 153.51 | 4.95 | https://re.jrc.ec.europa.eu/api/v5_3/PVcalc?lat=30.0444&lon=31.2357&peakpower=1&loss=14&angle=55&aspect=15&outputformat=json&raddatabase=PVGIS-SARAH3&pvtechchoice=crystSi&mountingplace=free&usehorizon=1
55 | 195 | 11 | 144.88 | 4.83 | https://re.jrc.ec.europa.eu/api/v5_3/PVcalc?lat=30.0444&lon=31.2357&peakpower=1&loss=14&angle=55&aspect=15&outputformat=json&raddatabase=PVGIS-SARAH3&pvtechchoice=crystSi&mountingplace=free&usehorizon=1
55 | 195 | 12 | 141.69 | 4.57 | https://re.jrc.ec.europa.eu/api/v5_3/PVcalc?lat=30.0444&lon=31.2357&peakpower=1&loss=14&angle=55&aspect=15&outputformat=json&raddatabase=PVGIS-SARAH3&pvtechchoice=crystSi&mountingplace=free&usehorizon=1
55 | 210 | 1 | 130.78 | 4.22 | https://re.jrc.ec.europa.eu/api/v5_3/PVcalc?lat=30.0444&lon=31.2357&peakpower=1&loss=14&angle=55&aspect=30&outputformat=json&raddatabase=PVGIS-SARAH3&pvtechchoice=crystSi&mountingplace=free&usehorizon=1
55 | 210 | 2 | 123.41 | 4.41 | https://re.jrc.ec.europa.eu/api/v5_3/PVcalc?lat=30.0444&lon=31.2357&peakpower=1&loss=14&angle=55&aspect=30&outputformat=json&raddatabase=PVGIS-SARAH3&pvtechchoice=crystSi&mountingplace=free&usehorizon=1
55 | 210 | 3 | 148.02 | 4.77 | https://re.jrc.ec.europa.eu/api/v5_3/PVcalc?lat=30.0444&lon=31.2357&peakpower=1&loss=14&angle=55&aspect=30&outputformat=json&raddatabase=PVGIS-SARAH3&pvtechchoice=crystSi&mountingplace=free&usehorizon=1
55 | 210 | 4 | 138.95 | 4.63 | https://re.jrc.ec.europa.eu/api/v5_3/PVcalc?lat=30.0444&lon=31.2357&peakpower=1&loss=14&angle=55&aspect=30&outputformat=json&raddatabase=PVGIS-SARAH3&pvtechchoice=crystSi&mountingplace=free&usehorizon=1
55 | 210 | 5 | 132.11 | 4.26 | https://re.jrc.ec.europa.eu/api/v5_3/PVcalc?lat=30.0444&lon=31.2357&peakpower=1&loss=14&angle=55&aspect=30&outputformat=json&raddatabase=PVGIS-SARAH3&pvtechchoice=crystSi&mountingplace=free&usehorizon=1
55 | 210 | 6 | 124.92 | 4.16 | https://re.jrc.ec.europa.eu/api/v5_3/PVcalc?lat=30.0444&lon=31.2357&peakpower=1&loss=14&angle=55&aspect=30&outputformat=json&raddatabase=PVGIS-SARAH3&pvtechchoice=crystSi&mountingplace=free&usehorizon=1
55 | 210 | 7 | 132.49 | 4.27 | https://re.jrc.ec.europa.eu/api/v5_3/PVcalc?lat=30.0444&lon=31.2357&peakpower=1&loss=14&angle=55&aspect=30&outputformat=json&raddatabase=PVGIS-SARAH3&pvtechchoice=crystSi&mountingplace=free&usehorizon=1
55 | 210 | 8 | 141.72 | 4.57 | https://re.jrc.ec.europa.eu/api/v5_3/PVcalc?lat=30.0444&lon=31.2357&peakpower=1&loss=14&angle=55&aspect=30&outputformat=json&raddatabase=PVGIS-SARAH3&pvtechchoice=crystSi&mountingplace=free&usehorizon=1
55 | 210 | 9 | 146.04 | 4.87 | https://re.jrc.ec.europa.eu/api/v5_3/PVcalc?lat=30.0444&lon=31.2357&peakpower=1&loss=14&angle=55&aspect=30&outputformat=json&raddatabase=PVGIS-SARAH3&pvtechchoice=crystSi&mountingplace=free&usehorizon=1
55 | 210 | 10 | 146.61 | 4.73 | https://re.jrc.ec.europa.eu/api/v5_3/PVcalc?lat=30.0444&lon=31.2357&peakpower=1&loss=14&angle=55&aspect=30&outputformat=json&raddatabase=PVGIS-SARAH3&pvtechchoice=crystSi&mountingplace=free&usehorizon=1
55 | 210 | 11 | 135.94 | 4.53 | https://re.jrc.ec.europa.eu/api/v5_3/PVcalc?lat=30.0444&lon=31.2357&peakpower=1&loss=14&angle=55&aspect=30&outputformat=json&raddatabase=PVGIS-SARAH3&pvtechchoice=crystSi&mountingplace=free&usehorizon=1
55 | 210 | 12 | 132.17 | 4.26 | https://re.jrc.ec.europa.eu/api/v5_3/PVcalc?lat=30.0444&lon=31.2357&peakpower=1&loss=14&angle=55&aspect=30&outputformat=json&raddatabase=PVGIS-SARAH3&pvtechchoice=crystSi&mountingplace=free&usehorizon=1
55 | 225 | 1 | 117.53 | 3.79 | https://re.jrc.ec.europa.eu/api/v5_3/PVcalc?lat=30.0444&lon=31.2357&peakpower=1&loss=14&angle=55&aspect=45&outputformat=json&raddatabase=PVGIS-SARAH3&pvtechchoice=crystSi&mountingplace=free&usehorizon=1
55 | 225 | 2 | 113.94 | 4.07 | https://re.jrc.ec.europa.eu/api/v5_3/PVcalc?lat=30.0444&lon=31.2357&peakpower=1&loss=14&angle=55&aspect=45&outputformat=json&raddatabase=PVGIS-SARAH3&pvtechchoice=crystSi&mountingplace=free&usehorizon=1
55 | 225 | 3 | 142.09 | 4.58 | https://re.jrc.ec.europa.eu/api/v5_3/PVcalc?lat=30.0444&lon=31.2357&peakpower=1&loss=14&angle=55&aspect=45&outputformat=json&raddatabase=PVGIS-SARAH3&pvtechchoice=crystSi&mountingplace=free&usehorizon=1
55 | 225 | 4 | 138.12 | 4.6 | https://re.jrc.ec.europa.eu/api/v5_3/PVcalc?lat=30.0444&lon=31.2357&peakpower=1&loss=14&angle=55&aspect=45&outputformat=json&raddatabase=PVGIS-SARAH3&pvtechchoice=crystSi&mountingplace=free&usehorizon=1
55 | 225 | 5 | 136.24 | 4.39 | https://re.jrc.ec.europa.eu/api/v5_3/PVcalc?lat=30.0444&lon=31.2357&peakpower=1&loss=14&angle=55&aspect=45&outputformat=json&raddatabase=PVGIS-SARAH3&pvtechchoice=crystSi&mountingplace=free&usehorizon=1
55 | 225 | 6 | 132.36 | 4.41 | https://re.jrc.ec.europa.eu/api/v5_3/PVcalc?lat=30.0444&lon=31.2357&peakpower=1&loss=14&angle=55&aspect=45&outputformat=json&raddatabase=PVGIS-SARAH3&pvtechchoice=crystSi&mountingplace=free&usehorizon=1
55 | 225 | 7 | 139.18 | 4.49 | https://re.jrc.ec.europa.eu/api/v5_3/PVcalc?lat=30.0444&lon=31.2357&peakpower=1&loss=14&angle=55&aspect=45&outputformat=json&raddatabase=PVGIS-SARAH3&pvtechchoice=crystSi&mountingplace=free&usehorizon=1
55 | 225 | 8 | 144.06 | 4.65 | https://re.jrc.ec.europa.eu/api/v5_3/PVcalc?lat=30.0444&lon=31.2357&peakpower=1&loss=14&angle=55&aspect=45&outputformat=json&raddatabase=PVGIS-SARAH3&pvtechchoice=crystSi&mountingplace=free&usehorizon=1
55 | 225 | 9 | 142.27 | 4.74 | https://re.jrc.ec.europa.eu/api/v5_3/PVcalc?lat=30.0444&lon=31.2357&peakpower=1&loss=14&angle=55&aspect=45&outputformat=json&raddatabase=PVGIS-SARAH3&pvtechchoice=crystSi&mountingplace=free&usehorizon=1
55 | 225 | 10 | 137.04 | 4.42 | https://re.jrc.ec.europa.eu/api/v5_3/PVcalc?lat=30.0444&lon=31.2357&peakpower=1&loss=14&angle=55&aspect=45&outputformat=json&raddatabase=PVGIS-SARAH3&pvtechchoice=crystSi&mountingplace=free&usehorizon=1
55 | 225 | 11 | 123.42 | 4.11 | https://re.jrc.ec.europa.eu/api/v5_3/PVcalc?lat=30.0444&lon=31.2357&peakpower=1&loss=14&angle=55&aspect=45&outputformat=json&raddatabase=PVGIS-SARAH3&pvtechchoice=crystSi&mountingplace=free&usehorizon=1
55 | 225 | 12 | 118.21 | 3.81 | https://re.jrc.ec.europa.eu/api/v5_3/PVcalc?lat=30.0444&lon=31.2357&peakpower=1&loss=14&angle=55&aspect=45&outputformat=json&raddatabase=PVGIS-SARAH3&pvtechchoice=crystSi&mountingplace=free&usehorizon=1
55 | 240 | 1 | 102.48 | 3.31 | https://re.jrc.ec.europa.eu/api/v5_3/PVcalc?lat=30.0444&lon=31.2357&peakpower=1&loss=14&angle=55&aspect=60&outputformat=json&raddatabase=PVGIS-SARAH3&pvtechchoice=crystSi&mountingplace=free&usehorizon=1
55 | 240 | 2 | 102.92 | 3.68 | https://re.jrc.ec.europa.eu/api/v5_3/PVcalc?lat=30.0444&lon=31.2357&peakpower=1&loss=14&angle=55&aspect=60&outputformat=json&raddatabase=PVGIS-SARAH3&pvtechchoice=crystSi&mountingplace=free&usehorizon=1
55 | 240 | 3 | 134.09 | 4.33 | https://re.jrc.ec.europa.eu/api/v5_3/PVcalc?lat=30.0444&lon=31.2357&peakpower=1&loss=14&angle=55&aspect=60&outputformat=json&raddatabase=PVGIS-SARAH3&pvtechchoice=crystSi&mountingplace=free&usehorizon=1
55 | 240 | 4 | 135.4 | 4.51 | https://re.jrc.ec.europa.eu/api/v5_3/PVcalc?lat=30.0444&lon=31.2357&peakpower=1&loss=14&angle=55&aspect=60&outputformat=json&raddatabase=PVGIS-SARAH3&pvtechchoice=crystSi&mountingplace=free&usehorizon=1
55 | 240 | 5 | 138.53 | 4.47 | https://re.jrc.ec.europa.eu/api/v5_3/PVcalc?lat=30.0444&lon=31.2357&peakpower=1&loss=14&angle=55&aspect=60&outputformat=json&raddatabase=PVGIS-SARAH3&pvtechchoice=crystSi&mountingplace=free&usehorizon=1
55 | 240 | 6 | 138.21 | 4.61 | https://re.jrc.ec.europa.eu/api/v5_3/PVcalc?lat=30.0444&lon=31.2357&peakpower=1&loss=14&angle=55&aspect=60&outputformat=json&raddatabase=PVGIS-SARAH3&pvtechchoice=crystSi&mountingplace=free&usehorizon=1
55 | 240 | 7 | 144.26 | 4.65 | https://re.jrc.ec.europa.eu/api/v5_3/PVcalc?lat=30.0444&lon=31.2357&peakpower=1&loss=14&angle=55&aspect=60&outputformat=json&raddatabase=PVGIS-SARAH3&pvtechchoice=crystSi&mountingplace=free&usehorizon=1
55 | 240 | 8 | 144.18 | 4.65 | https://re.jrc.ec.europa.eu/api/v5_3/PVcalc?lat=30.0444&lon=31.2357&peakpower=1&loss=14&angle=55&aspect=60&outputformat=json&raddatabase=PVGIS-SARAH3&pvtechchoice=crystSi&mountingplace=free&usehorizon=1
55 | 240 | 9 | 136.52 | 4.55 | https://re.jrc.ec.europa.eu/api/v5_3/PVcalc?lat=30.0444&lon=31.2357&peakpower=1&loss=14&angle=55&aspect=60&outputformat=json&raddatabase=PVGIS-SARAH3&pvtechchoice=crystSi&mountingplace=free&usehorizon=1
55 | 240 | 10 | 126.08 | 4.07 | https://re.jrc.ec.europa.eu/api/v5_3/PVcalc?lat=30.0444&lon=31.2357&peakpower=1&loss=14&angle=55&aspect=60&outputformat=json&raddatabase=PVGIS-SARAH3&pvtechchoice=crystSi&mountingplace=free&usehorizon=1
55 | 240 | 11 | 109.18 | 3.64 | https://re.jrc.ec.europa.eu/api/v5_3/PVcalc?lat=30.0444&lon=31.2357&peakpower=1&loss=14&angle=55&aspect=60&outputformat=json&raddatabase=PVGIS-SARAH3&pvtechchoice=crystSi&mountingplace=free&usehorizon=1
55 | 240 | 12 | 102.23 | 3.3 | https://re.jrc.ec.europa.eu/api/v5_3/PVcalc?lat=30.0444&lon=31.2357&peakpower=1&loss=14&angle=55&aspect=60&outputformat=json&raddatabase=PVGIS-SARAH3&pvtechchoice=crystSi&mountingplace=free&usehorizon=1
55 | 255 | 1 | 86.88 | 2.8 | https://re.jrc.ec.europa.eu/api/v5_3/PVcalc?lat=30.0444&lon=31.2357&peakpower=1&loss=14&angle=55&aspect=75&outputformat=json&raddatabase=PVGIS-SARAH3&pvtechchoice=crystSi&mountingplace=free&usehorizon=1
55 | 255 | 2 | 91.39 | 3.26 | https://re.jrc.ec.europa.eu/api/v5_3/PVcalc?lat=30.0444&lon=31.2357&peakpower=1&loss=14&angle=55&aspect=75&outputformat=json&raddatabase=PVGIS-SARAH3&pvtechchoice=crystSi&mountingplace=free&usehorizon=1
55 | 255 | 3 | 125.12 | 4.04 | https://re.jrc.ec.europa.eu/api/v5_3/PVcalc?lat=30.0444&lon=31.2357&peakpower=1&loss=14&angle=55&aspect=75&outputformat=json&raddatabase=PVGIS-SARAH3&pvtechchoice=crystSi&mountingplace=free&usehorizon=1
55 | 255 | 4 | 131.75 | 4.39 | https://re.jrc.ec.europa.eu/api/v5_3/PVcalc?lat=30.0444&lon=31.2357&peakpower=1&loss=14&angle=55&aspect=75&outputformat=json&raddatabase=PVGIS-SARAH3&pvtechchoice=crystSi&mountingplace=free&usehorizon=1
55 | 255 | 5 | 139.72 | 4.51 | https://re.jrc.ec.europa.eu/api/v5_3/PVcalc?lat=30.0444&lon=31.2357&peakpower=1&loss=14&angle=55&aspect=75&outputformat=json&raddatabase=PVGIS-SARAH3&pvtechchoice=crystSi&mountingplace=free&usehorizon=1
55 | 255 | 6 | 142.62 | 4.75 | https://re.jrc.ec.europa.eu/api/v5_3/PVcalc?lat=30.0444&lon=31.2357&peakpower=1&loss=14&angle=55&aspect=75&outputformat=json&raddatabase=PVGIS-SARAH3&pvtechchoice=crystSi&mountingplace=free&usehorizon=1
55 | 255 | 7 | 147.76 | 4.77 | https://re.jrc.ec.europa.eu/api/v5_3/PVcalc?lat=30.0444&lon=31.2357&peakpower=1&loss=14&angle=55&aspect=75&outputformat=json&raddatabase=PVGIS-SARAH3&pvtechchoice=crystSi&mountingplace=free&usehorizon=1
55 | 255 | 8 | 142.96 | 4.61 | https://re.jrc.ec.europa.eu/api/v5_3/PVcalc?lat=30.0444&lon=31.2357&peakpower=1&loss=14&angle=55&aspect=75&outputformat=json&raddatabase=PVGIS-SARAH3&pvtechchoice=crystSi&mountingplace=free&usehorizon=1
55 | 255 | 9 | 129.4 | 4.31 | https://re.jrc.ec.europa.eu/api/v5_3/PVcalc?lat=30.0444&lon=31.2357&peakpower=1&loss=14&angle=55&aspect=75&outputformat=json&raddatabase=PVGIS-SARAH3&pvtechchoice=crystSi&mountingplace=free&usehorizon=1
55 | 255 | 10 | 113.6 | 3.66 | https://re.jrc.ec.europa.eu/api/v5_3/PVcalc?lat=30.0444&lon=31.2357&peakpower=1&loss=14&angle=55&aspect=75&outputformat=json&raddatabase=PVGIS-SARAH3&pvtechchoice=crystSi&mountingplace=free&usehorizon=1
55 | 255 | 11 | 93.87 | 3.13 | https://re.jrc.ec.europa.eu/api/v5_3/PVcalc?lat=30.0444&lon=31.2357&peakpower=1&loss=14&angle=55&aspect=75&outputformat=json&raddatabase=PVGIS-SARAH3&pvtechchoice=crystSi&mountingplace=free&usehorizon=1
55 | 255 | 12 | 85.52 | 2.76 | https://re.jrc.ec.europa.eu/api/v5_3/PVcalc?lat=30.0444&lon=31.2357&peakpower=1&loss=14&angle=55&aspect=75&outputformat=json&raddatabase=PVGIS-SARAH3&pvtechchoice=crystSi&mountingplace=free&usehorizon=1
55 | 270 | 1 | 71.2 | 2.3 | https://re.jrc.ec.europa.eu/api/v5_3/PVcalc?lat=30.0444&lon=31.2357&peakpower=1&loss=14&angle=55&aspect=90&outputformat=json&raddatabase=PVGIS-SARAH3&pvtechchoice=crystSi&mountingplace=free&usehorizon=1
55 | 270 | 2 | 79.21 | 2.83 | https://re.jrc.ec.europa.eu/api/v5_3/PVcalc?lat=30.0444&lon=31.2357&peakpower=1&loss=14&angle=55&aspect=90&outputformat=json&raddatabase=PVGIS-SARAH3&pvtechchoice=crystSi&mountingplace=free&usehorizon=1
55 | 270 | 3 | 113.87 | 3.67 | https://re.jrc.ec.europa.eu/api/v5_3/PVcalc?lat=30.0444&lon=31.2357&peakpower=1&loss=14&angle=55&aspect=90&outputformat=json&raddatabase=PVGIS-SARAH3&pvtechchoice=crystSi&mountingplace=free&usehorizon=1
55 | 270 | 4 | 125.63 | 4.19 | https://re.jrc.ec.europa.eu/api/v5_3/PVcalc?lat=30.0444&lon=31.2357&peakpower=1&loss=14&angle=55&aspect=90&outputformat=json&raddatabase=PVGIS-SARAH3&pvtechchoice=crystSi&mountingplace=free&usehorizon=1
55 | 270 | 5 | 138.33 | 4.46 | https://re.jrc.ec.europa.eu/api/v5_3/PVcalc?lat=30.0444&lon=31.2357&peakpower=1&loss=14&angle=55&aspect=90&outputformat=json&raddatabase=PVGIS-SARAH3&pvtechchoice=crystSi&mountingplace=free&usehorizon=1
55 | 270 | 6 | 144.03 | 4.8 | https://re.jrc.ec.europa.eu/api/v5_3/PVcalc?lat=30.0444&lon=31.2357&peakpower=1&loss=14&angle=55&aspect=90&outputformat=json&raddatabase=PVGIS-SARAH3&pvtechchoice=crystSi&mountingplace=free&usehorizon=1
55 | 270 | 7 | 148.03 | 4.78 | https://re.jrc.ec.europa.eu/api/v5_3/PVcalc?lat=30.0444&lon=31.2357&peakpower=1&loss=14&angle=55&aspect=90&outputformat=json&raddatabase=PVGIS-SARAH3&pvtechchoice=crystSi&mountingplace=free&usehorizon=1
55 | 270 | 8 | 138.61 | 4.47 | https://re.jrc.ec.europa.eu/api/v5_3/PVcalc?lat=30.0444&lon=31.2357&peakpower=1&loss=14&angle=55&aspect=90&outputformat=json&raddatabase=PVGIS-SARAH3&pvtechchoice=crystSi&mountingplace=free&usehorizon=1
55 | 270 | 9 | 119.76 | 3.99 | https://re.jrc.ec.europa.eu/api/v5_3/PVcalc?lat=30.0444&lon=31.2357&peakpower=1&loss=14&angle=55&aspect=90&outputformat=json&raddatabase=PVGIS-SARAH3&pvtechchoice=crystSi&mountingplace=free&usehorizon=1
55 | 270 | 10 | 99.54 | 3.21 | https://re.jrc.ec.europa.eu/api/v5_3/PVcalc?lat=30.0444&lon=31.2357&peakpower=1&loss=14&angle=55&aspect=90&outputformat=json&raddatabase=PVGIS-SARAH3&pvtechchoice=crystSi&mountingplace=free&usehorizon=1
55 | 270 | 11 | 77.59 | 2.59 | https://re.jrc.ec.europa.eu/api/v5_3/PVcalc?lat=30.0444&lon=31.2357&peakpower=1&loss=14&angle=55&aspect=90&outputformat=json&raddatabase=PVGIS-SARAH3&pvtechchoice=crystSi&mountingplace=free&usehorizon=1
55 | 270 | 12 | 68.58 | 2.21 | https://re.jrc.ec.europa.eu/api/v5_3/PVcalc?lat=30.0444&lon=31.2357&peakpower=1&loss=14&angle=55&aspect=90&outputformat=json&raddatabase=PVGIS-SARAH3&pvtechchoice=crystSi&mountingplace=free&usehorizon=1
55 | 285 | 1 | 55.37 | 1.79 | https://re.jrc.ec.europa.eu/api/v5_3/PVcalc?lat=30.0444&lon=31.2357&peakpower=1&loss=14&angle=55&aspect=105&outputformat=json&raddatabase=PVGIS-SARAH3&pvtechchoice=crystSi&mountingplace=free&usehorizon=1
55 | 285 | 2 | 66.21 | 2.36 | https://re.jrc.ec.europa.eu/api/v5_3/PVcalc?lat=30.0444&lon=31.2357&peakpower=1&loss=14&angle=55&aspect=105&outputformat=json&raddatabase=PVGIS-SARAH3&pvtechchoice=crystSi&mountingplace=free&usehorizon=1
55 | 285 | 3 | 101.51 | 3.27 | https://re.jrc.ec.europa.eu/api/v5_3/PVcalc?lat=30.0444&lon=31.2357&peakpower=1&loss=14&angle=55&aspect=105&outputformat=json&raddatabase=PVGIS-SARAH3&pvtechchoice=crystSi&mountingplace=free&usehorizon=1
55 | 285 | 4 | 117.49 | 3.92 | https://re.jrc.ec.europa.eu/api/v5_3/PVcalc?lat=30.0444&lon=31.2357&peakpower=1&loss=14&angle=55&aspect=105&outputformat=json&raddatabase=PVGIS-SARAH3&pvtechchoice=crystSi&mountingplace=free&usehorizon=1
55 | 285 | 5 | 134.55 | 4.34 | https://re.jrc.ec.europa.eu/api/v5_3/PVcalc?lat=30.0444&lon=31.2357&peakpower=1&loss=14&angle=55&aspect=105&outputformat=json&raddatabase=PVGIS-SARAH3&pvtechchoice=crystSi&mountingplace=free&usehorizon=1
55 | 285 | 6 | 142.68 | 4.76 | https://re.jrc.ec.europa.eu/api/v5_3/PVcalc?lat=30.0444&lon=31.2357&peakpower=1&loss=14&angle=55&aspect=105&outputformat=json&raddatabase=PVGIS-SARAH3&pvtechchoice=crystSi&mountingplace=free&usehorizon=1
55 | 285 | 7 | 145.46 | 4.69 | https://re.jrc.ec.europa.eu/api/v5_3/PVcalc?lat=30.0444&lon=31.2357&peakpower=1&loss=14&angle=55&aspect=105&outputformat=json&raddatabase=PVGIS-SARAH3&pvtechchoice=crystSi&mountingplace=free&usehorizon=1
55 | 285 | 8 | 131.62 | 4.25 | https://re.jrc.ec.europa.eu/api/v5_3/PVcalc?lat=30.0444&lon=31.2357&peakpower=1&loss=14&angle=55&aspect=105&outputformat=json&raddatabase=PVGIS-SARAH3&pvtechchoice=crystSi&mountingplace=free&usehorizon=1
55 | 285 | 9 | 107.97 | 3.6 | https://re.jrc.ec.europa.eu/api/v5_3/PVcalc?lat=30.0444&lon=31.2357&peakpower=1&loss=14&angle=55&aspect=105&outputformat=json&raddatabase=PVGIS-SARAH3&pvtechchoice=crystSi&mountingplace=free&usehorizon=1
55 | 285 | 10 | 84.59 | 2.73 | https://re.jrc.ec.europa.eu/api/v5_3/PVcalc?lat=30.0444&lon=31.2357&peakpower=1&loss=14&angle=55&aspect=105&outputformat=json&raddatabase=PVGIS-SARAH3&pvtechchoice=crystSi&mountingplace=free&usehorizon=1
55 | 285 | 11 | 61.65 | 2.05 | https://re.jrc.ec.europa.eu/api/v5_3/PVcalc?lat=30.0444&lon=31.2357&peakpower=1&loss=14&angle=55&aspect=105&outputformat=json&raddatabase=PVGIS-SARAH3&pvtechchoice=crystSi&mountingplace=free&usehorizon=1
55 | 285 | 12 | 52.03 | 1.68 | https://re.jrc.ec.europa.eu/api/v5_3/PVcalc?lat=30.0444&lon=31.2357&peakpower=1&loss=14&angle=55&aspect=105&outputformat=json&raddatabase=PVGIS-SARAH3&pvtechchoice=crystSi&mountingplace=free&usehorizon=1
55 | 300 | 1 | 40.94 | 1.32 | https://re.jrc.ec.europa.eu/api/v5_3/PVcalc?lat=30.0444&lon=31.2357&peakpower=1&loss=14&angle=55&aspect=120&outputformat=json&raddatabase=PVGIS-SARAH3&pvtechchoice=crystSi&mountingplace=free&usehorizon=1
55 | 300 | 2 | 53.37 | 1.91 | https://re.jrc.ec.europa.eu/api/v5_3/PVcalc?lat=30.0444&lon=31.2357&peakpower=1&loss=14&angle=55&aspect=120&outputformat=json&raddatabase=PVGIS-SARAH3&pvtechchoice=crystSi&mountingplace=free&usehorizon=1
55 | 300 | 3 | 87.34 | 2.82 | https://re.jrc.ec.europa.eu/api/v5_3/PVcalc?lat=30.0444&lon=31.2357&peakpower=1&loss=14&angle=55&aspect=120&outputformat=json&raddatabase=PVGIS-SARAH3&pvtechchoice=crystSi&mountingplace=free&usehorizon=1
55 | 300 | 4 | 107.64 | 3.59 | https://re.jrc.ec.europa.eu/api/v5_3/PVcalc?lat=30.0444&lon=31.2357&peakpower=1&loss=14&angle=55&aspect=120&outputformat=json&raddatabase=PVGIS-SARAH3&pvtechchoice=crystSi&mountingplace=free&usehorizon=1
55 | 300 | 5 | 128.45 | 4.14 | https://re.jrc.ec.europa.eu/api/v5_3/PVcalc?lat=30.0444&lon=31.2357&peakpower=1&loss=14&angle=55&aspect=120&outputformat=json&raddatabase=PVGIS-SARAH3&pvtechchoice=crystSi&mountingplace=free&usehorizon=1
55 | 300 | 6 | 138.4 | 4.61 | https://re.jrc.ec.europa.eu/api/v5_3/PVcalc?lat=30.0444&lon=31.2357&peakpower=1&loss=14&angle=55&aspect=120&outputformat=json&raddatabase=PVGIS-SARAH3&pvtechchoice=crystSi&mountingplace=free&usehorizon=1
55 | 300 | 7 | 140.11 | 4.52 | https://re.jrc.ec.europa.eu/api/v5_3/PVcalc?lat=30.0444&lon=31.2357&peakpower=1&loss=14&angle=55&aspect=120&outputformat=json&raddatabase=PVGIS-SARAH3&pvtechchoice=crystSi&mountingplace=free&usehorizon=1
55 | 300 | 8 | 122.23 | 3.94 | https://re.jrc.ec.europa.eu/api/v5_3/PVcalc?lat=30.0444&lon=31.2357&peakpower=1&loss=14&angle=55&aspect=120&outputformat=json&raddatabase=PVGIS-SARAH3&pvtechchoice=crystSi&mountingplace=free&usehorizon=1
55 | 300 | 9 | 94.73 | 3.16 | https://re.jrc.ec.europa.eu/api/v5_3/PVcalc?lat=30.0444&lon=31.2357&peakpower=1&loss=14&angle=55&aspect=120&outputformat=json&raddatabase=PVGIS-SARAH3&pvtechchoice=crystSi&mountingplace=free&usehorizon=1
55 | 300 | 10 | 68.66 | 2.21 | https://re.jrc.ec.europa.eu/api/v5_3/PVcalc?lat=30.0444&lon=31.2357&peakpower=1&loss=14&angle=55&aspect=120&outputformat=json&raddatabase=PVGIS-SARAH3&pvtechchoice=crystSi&mountingplace=free&usehorizon=1
55 | 300 | 11 | 45.8 | 1.53 | https://re.jrc.ec.europa.eu/api/v5_3/PVcalc?lat=30.0444&lon=31.2357&peakpower=1&loss=14&angle=55&aspect=120&outputformat=json&raddatabase=PVGIS-SARAH3&pvtechchoice=crystSi&mountingplace=free&usehorizon=1
55 | 300 | 12 | 37.17 | 1.2 | https://re.jrc.ec.europa.eu/api/v5_3/PVcalc?lat=30.0444&lon=31.2357&peakpower=1&loss=14&angle=55&aspect=120&outputformat=json&raddatabase=PVGIS-SARAH3&pvtechchoice=crystSi&mountingplace=free&usehorizon=1
55 | 315 | 1 | 28.49 | 0.92 | https://re.jrc.ec.europa.eu/api/v5_3/PVcalc?lat=30.0444&lon=31.2357&peakpower=1&loss=14&angle=55&aspect=135&outputformat=json&raddatabase=PVGIS-SARAH3&pvtechchoice=crystSi&mountingplace=free&usehorizon=1
55 | 315 | 2 | 40.66 | 1.45 | https://re.jrc.ec.europa.eu/api/v5_3/PVcalc?lat=30.0444&lon=31.2357&peakpower=1&loss=14&angle=55&aspect=135&outputformat=json&raddatabase=PVGIS-SARAH3&pvtechchoice=crystSi&mountingplace=free&usehorizon=1
55 | 315 | 3 | 72.16 | 2.33 | https://re.jrc.ec.europa.eu/api/v5_3/PVcalc?lat=30.0444&lon=31.2357&peakpower=1&loss=14&angle=55&aspect=135&outputformat=json&raddatabase=PVGIS-SARAH3&pvtechchoice=crystSi&mountingplace=free&usehorizon=1
55 | 315 | 4 | 96.2 | 3.21 | https://re.jrc.ec.europa.eu/api/v5_3/PVcalc?lat=30.0444&lon=31.2357&peakpower=1&loss=14&angle=55&aspect=135&outputformat=json&raddatabase=PVGIS-SARAH3&pvtechchoice=crystSi&mountingplace=free&usehorizon=1
55 | 315 | 5 | 120.71 | 3.89 | https://re.jrc.ec.europa.eu/api/v5_3/PVcalc?lat=30.0444&lon=31.2357&peakpower=1&loss=14&angle=55&aspect=135&outputformat=json&raddatabase=PVGIS-SARAH3&pvtechchoice=crystSi&mountingplace=free&usehorizon=1
55 | 315 | 6 | 132.94 | 4.43 | https://re.jrc.ec.europa.eu/api/v5_3/PVcalc?lat=30.0444&lon=31.2357&peakpower=1&loss=14&angle=55&aspect=135&outputformat=json&raddatabase=PVGIS-SARAH3&pvtechchoice=crystSi&mountingplace=free&usehorizon=1
55 | 315 | 7 | 132.66 | 4.28 | https://re.jrc.ec.europa.eu/api/v5_3/PVcalc?lat=30.0444&lon=31.2357&peakpower=1&loss=14&angle=55&aspect=135&outputformat=json&raddatabase=PVGIS-SARAH3&pvtechchoice=crystSi&mountingplace=free&usehorizon=1
55 | 315 | 8 | 110.74 | 3.57 | https://re.jrc.ec.europa.eu/api/v5_3/PVcalc?lat=30.0444&lon=31.2357&peakpower=1&loss=14&angle=55&aspect=135&outputformat=json&raddatabase=PVGIS-SARAH3&pvtechchoice=crystSi&mountingplace=free&usehorizon=1
55 | 315 | 9 | 79.71 | 2.66 | https://re.jrc.ec.europa.eu/api/v5_3/PVcalc?lat=30.0444&lon=31.2357&peakpower=1&loss=14&angle=55&aspect=135&outputformat=json&raddatabase=PVGIS-SARAH3&pvtechchoice=crystSi&mountingplace=free&usehorizon=1
55 | 315 | 10 | 52.36 | 1.69 | https://re.jrc.ec.europa.eu/api/v5_3/PVcalc?lat=30.0444&lon=31.2357&peakpower=1&loss=14&angle=55&aspect=135&outputformat=json&raddatabase=PVGIS-SARAH3&pvtechchoice=crystSi&mountingplace=free&usehorizon=1
55 | 315 | 11 | 31.45 | 1.05 | https://re.jrc.ec.europa.eu/api/v5_3/PVcalc?lat=30.0444&lon=31.2357&peakpower=1&loss=14&angle=55&aspect=135&outputformat=json&raddatabase=PVGIS-SARAH3&pvtechchoice=crystSi&mountingplace=free&usehorizon=1
55 | 315 | 12 | 24.94 | 0.8 | https://re.jrc.ec.europa.eu/api/v5_3/PVcalc?lat=30.0444&lon=31.2357&peakpower=1&loss=14&angle=55&aspect=135&outputformat=json&raddatabase=PVGIS-SARAH3&pvtechchoice=crystSi&mountingplace=free&usehorizon=1
55 | 330 | 1 | 20.88 | 0.67 | https://re.jrc.ec.europa.eu/api/v5_3/PVcalc?lat=30.0444&lon=31.2357&peakpower=1&loss=14&angle=55&aspect=150&outputformat=json&raddatabase=PVGIS-SARAH3&pvtechchoice=crystSi&mountingplace=free&usehorizon=1
55 | 330 | 2 | 29.57 | 1.06 | https://re.jrc.ec.europa.eu/api/v5_3/PVcalc?lat=30.0444&lon=31.2357&peakpower=1&loss=14&angle=55&aspect=150&outputformat=json&raddatabase=PVGIS-SARAH3&pvtechchoice=crystSi&mountingplace=free&usehorizon=1
55 | 330 | 3 | 56.34 | 1.82 | https://re.jrc.ec.europa.eu/api/v5_3/PVcalc?lat=30.0444&lon=31.2357&peakpower=1&loss=14&angle=55&aspect=150&outputformat=json&raddatabase=PVGIS-SARAH3&pvtechchoice=crystSi&mountingplace=free&usehorizon=1
55 | 330 | 4 | 83.73 | 2.79 | https://re.jrc.ec.europa.eu/api/v5_3/PVcalc?lat=30.0444&lon=31.2357&peakpower=1&loss=14&angle=55&aspect=150&outputformat=json&raddatabase=PVGIS-SARAH3&pvtechchoice=crystSi&mountingplace=free&usehorizon=1
55 | 330 | 5 | 112.91 | 3.64 | https://re.jrc.ec.europa.eu/api/v5_3/PVcalc?lat=30.0444&lon=31.2357&peakpower=1&loss=14&angle=55&aspect=150&outputformat=json&raddatabase=PVGIS-SARAH3&pvtechchoice=crystSi&mountingplace=free&usehorizon=1
55 | 330 | 6 | 127.45 | 4.25 | https://re.jrc.ec.europa.eu/api/v5_3/PVcalc?lat=30.0444&lon=31.2357&peakpower=1&loss=14&angle=55&aspect=150&outputformat=json&raddatabase=PVGIS-SARAH3&pvtechchoice=crystSi&mountingplace=free&usehorizon=1
55 | 330 | 7 | 125.23 | 4.04 | https://re.jrc.ec.europa.eu/api/v5_3/PVcalc?lat=30.0444&lon=31.2357&peakpower=1&loss=14&angle=55&aspect=150&outputformat=json&raddatabase=PVGIS-SARAH3&pvtechchoice=crystSi&mountingplace=free&usehorizon=1
55 | 330 | 8 | 98.02 | 3.16 | https://re.jrc.ec.europa.eu/api/v5_3/PVcalc?lat=30.0444&lon=31.2357&peakpower=1&loss=14&angle=55&aspect=150&outputformat=json&raddatabase=PVGIS-SARAH3&pvtechchoice=crystSi&mountingplace=free&usehorizon=1
55 | 330 | 9 | 63.54 | 2.12 | https://re.jrc.ec.europa.eu/api/v5_3/PVcalc?lat=30.0444&lon=31.2357&peakpower=1&loss=14&angle=55&aspect=150&outputformat=json&raddatabase=PVGIS-SARAH3&pvtechchoice=crystSi&mountingplace=free&usehorizon=1
55 | 330 | 10 | 36.86 | 1.19 | https://re.jrc.ec.europa.eu/api/v5_3/PVcalc?lat=30.0444&lon=31.2357&peakpower=1&loss=14&angle=55&aspect=150&outputformat=json&raddatabase=PVGIS-SARAH3&pvtechchoice=crystSi&mountingplace=free&usehorizon=1
55 | 330 | 11 | 21.32 | 0.71 | https://re.jrc.ec.europa.eu/api/v5_3/PVcalc?lat=30.0444&lon=31.2357&peakpower=1&loss=14&angle=55&aspect=150&outputformat=json&raddatabase=PVGIS-SARAH3&pvtechchoice=crystSi&mountingplace=free&usehorizon=1
55 | 330 | 12 | 18.82 | 0.61 | https://re.jrc.ec.europa.eu/api/v5_3/PVcalc?lat=30.0444&lon=31.2357&peakpower=1&loss=14&angle=55&aspect=150&outputformat=json&raddatabase=PVGIS-SARAH3&pvtechchoice=crystSi&mountingplace=free&usehorizon=1
55 | 345 | 1 | 20.03 | 0.65 | https://re.jrc.ec.europa.eu/api/v5_3/PVcalc?lat=30.0444&lon=31.2357&peakpower=1&loss=14&angle=55&aspect=165&outputformat=json&raddatabase=PVGIS-SARAH3&pvtechchoice=crystSi&mountingplace=free&usehorizon=1
55 | 345 | 2 | 23.6 | 0.84 | https://re.jrc.ec.europa.eu/api/v5_3/PVcalc?lat=30.0444&lon=31.2357&peakpower=1&loss=14&angle=55&aspect=165&outputformat=json&raddatabase=PVGIS-SARAH3&pvtechchoice=crystSi&mountingplace=free&usehorizon=1
55 | 345 | 3 | 41.33 | 1.33 | https://re.jrc.ec.europa.eu/api/v5_3/PVcalc?lat=30.0444&lon=31.2357&peakpower=1&loss=14&angle=55&aspect=165&outputformat=json&raddatabase=PVGIS-SARAH3&pvtechchoice=crystSi&mountingplace=free&usehorizon=1
55 | 345 | 4 | 72.58 | 2.42 | https://re.jrc.ec.europa.eu/api/v5_3/PVcalc?lat=30.0444&lon=31.2357&peakpower=1&loss=14&angle=55&aspect=165&outputformat=json&raddatabase=PVGIS-SARAH3&pvtechchoice=crystSi&mountingplace=free&usehorizon=1
55 | 345 | 5 | 109.29 | 3.53 | https://re.jrc.ec.europa.eu/api/v5_3/PVcalc?lat=30.0444&lon=31.2357&peakpower=1&loss=14&angle=55&aspect=165&outputformat=json&raddatabase=PVGIS-SARAH3&pvtechchoice=crystSi&mountingplace=free&usehorizon=1
55 | 345 | 6 | 126.33 | 4.21 | https://re.jrc.ec.europa.eu/api/v5_3/PVcalc?lat=30.0444&lon=31.2357&peakpower=1&loss=14&angle=55&aspect=165&outputformat=json&raddatabase=PVGIS-SARAH3&pvtechchoice=crystSi&mountingplace=free&usehorizon=1
55 | 345 | 7 | 121.88 | 3.93 | https://re.jrc.ec.europa.eu/api/v5_3/PVcalc?lat=30.0444&lon=31.2357&peakpower=1&loss=14&angle=55&aspect=165&outputformat=json&raddatabase=PVGIS-SARAH3&pvtechchoice=crystSi&mountingplace=free&usehorizon=1
55 | 345 | 8 | 87.84 | 2.83 | https://re.jrc.ec.europa.eu/api/v5_3/PVcalc?lat=30.0444&lon=31.2357&peakpower=1&loss=14&angle=55&aspect=165&outputformat=json&raddatabase=PVGIS-SARAH3&pvtechchoice=crystSi&mountingplace=free&usehorizon=1
55 | 345 | 9 | 47.45 | 1.58 | https://re.jrc.ec.europa.eu/api/v5_3/PVcalc?lat=30.0444&lon=31.2357&peakpower=1&loss=14&angle=55&aspect=165&outputformat=json&raddatabase=PVGIS-SARAH3&pvtechchoice=crystSi&mountingplace=free&usehorizon=1
55 | 345 | 10 | 25.46 | 0.82 | https://re.jrc.ec.europa.eu/api/v5_3/PVcalc?lat=30.0444&lon=31.2357&peakpower=1&loss=14&angle=55&aspect=165&outputformat=json&raddatabase=PVGIS-SARAH3&pvtechchoice=crystSi&mountingplace=free&usehorizon=1
55 | 345 | 11 | 19.24 | 0.64 | https://re.jrc.ec.europa.eu/api/v5_3/PVcalc?lat=30.0444&lon=31.2357&peakpower=1&loss=14&angle=55&aspect=165&outputformat=json&raddatabase=PVGIS-SARAH3&pvtechchoice=crystSi&mountingplace=free&usehorizon=1
55 | 345 | 12 | 18.57 | 0.6 | https://re.jrc.ec.europa.eu/api/v5_3/PVcalc?lat=30.0444&lon=31.2357&peakpower=1&loss=14&angle=55&aspect=165&outputformat=json&raddatabase=PVGIS-SARAH3&pvtechchoice=crystSi&mountingplace=free&usehorizon=1
55 | 360 | 1 | 20.03 | 0.65 | https://re.jrc.ec.europa.eu/api/v5_3/PVcalc?lat=30.0444&lon=31.2357&peakpower=1&loss=14&angle=55&aspect=180&outputformat=json&raddatabase=PVGIS-SARAH3&pvtechchoice=crystSi&mountingplace=free&usehorizon=1
55 | 360 | 2 | 23.23 | 0.83 | https://re.jrc.ec.europa.eu/api/v5_3/PVcalc?lat=30.0444&lon=31.2357&peakpower=1&loss=14&angle=55&aspect=180&outputformat=json&raddatabase=PVGIS-SARAH3&pvtechchoice=crystSi&mountingplace=free&usehorizon=1
55 | 360 | 3 | 33.35 | 1.08 | https://re.jrc.ec.europa.eu/api/v5_3/PVcalc?lat=30.0444&lon=31.2357&peakpower=1&loss=14&angle=55&aspect=180&outputformat=json&raddatabase=PVGIS-SARAH3&pvtechchoice=crystSi&mountingplace=free&usehorizon=1
55 | 360 | 4 | 67.92 | 2.26 | https://re.jrc.ec.europa.eu/api/v5_3/PVcalc?lat=30.0444&lon=31.2357&peakpower=1&loss=14&angle=55&aspect=180&outputformat=json&raddatabase=PVGIS-SARAH3&pvtechchoice=crystSi&mountingplace=free&usehorizon=1
55 | 360 | 5 | 108.05 | 3.49 | https://re.jrc.ec.europa.eu/api/v5_3/PVcalc?lat=30.0444&lon=31.2357&peakpower=1&loss=14&angle=55&aspect=180&outputformat=json&raddatabase=PVGIS-SARAH3&pvtechchoice=crystSi&mountingplace=free&usehorizon=1
55 | 360 | 6 | 124.64 | 4.15 | https://re.jrc.ec.europa.eu/api/v5_3/PVcalc?lat=30.0444&lon=31.2357&peakpower=1&loss=14&angle=55&aspect=180&outputformat=json&raddatabase=PVGIS-SARAH3&pvtechchoice=crystSi&mountingplace=free&usehorizon=1
55 | 360 | 7 | 118.8 | 3.83 | https://re.jrc.ec.europa.eu/api/v5_3/PVcalc?lat=30.0444&lon=31.2357&peakpower=1&loss=14&angle=55&aspect=180&outputformat=json&raddatabase=PVGIS-SARAH3&pvtechchoice=crystSi&mountingplace=free&usehorizon=1
55 | 360 | 8 | 83.14 | 2.68 | https://re.jrc.ec.europa.eu/api/v5_3/PVcalc?lat=30.0444&lon=31.2357&peakpower=1&loss=14&angle=55&aspect=180&outputformat=json&raddatabase=PVGIS-SARAH3&pvtechchoice=crystSi&mountingplace=free&usehorizon=1
55 | 360 | 9 | 37.69 | 1.26 | https://re.jrc.ec.europa.eu/api/v5_3/PVcalc?lat=30.0444&lon=31.2357&peakpower=1&loss=14&angle=55&aspect=180&outputformat=json&raddatabase=PVGIS-SARAH3&pvtechchoice=crystSi&mountingplace=free&usehorizon=1
55 | 360 | 10 | 23.04 | 0.74 | https://re.jrc.ec.europa.eu/api/v5_3/PVcalc?lat=30.0444&lon=31.2357&peakpower=1&loss=14&angle=55&aspect=180&outputformat=json&raddatabase=PVGIS-SARAH3&pvtechchoice=crystSi&mountingplace=free&usehorizon=1
55 | 360 | 11 | 19.24 | 0.64 | https://re.jrc.ec.europa.eu/api/v5_3/PVcalc?lat=30.0444&lon=31.2357&peakpower=1&loss=14&angle=55&aspect=180&outputformat=json&raddatabase=PVGIS-SARAH3&pvtechchoice=crystSi&mountingplace=free&usehorizon=1
55 | 360 | 12 | 18.57 | 0.6 | https://re.jrc.ec.europa.eu/api/v5_3/PVcalc?lat=30.0444&lon=31.2357&peakpower=1&loss=14&angle=55&aspect=180&outputformat=json&raddatabase=PVGIS-SARAH3&pvtechchoice=crystSi&mountingplace=free&usehorizon=1
60 | 0 | 1 | 18.73 | 0.6 | https://re.jrc.ec.europa.eu/api/v5_3/PVcalc?lat=30.0444&lon=31.2357&peakpower=1&loss=14&angle=60&aspect=-180&outputformat=json&raddatabase=PVGIS-SARAH3&pvtechchoice=crystSi&mountingplace=free&usehorizon=1
60 | 0 | 2 | 21.75 | 0.78 | https://re.jrc.ec.europa.eu/api/v5_3/PVcalc?lat=30.0444&lon=31.2357&peakpower=1&loss=14&angle=60&aspect=-180&outputformat=json&raddatabase=PVGIS-SARAH3&pvtechchoice=crystSi&mountingplace=free&usehorizon=1
60 | 0 | 3 | 28.99 | 0.94 | https://re.jrc.ec.europa.eu/api/v5_3/PVcalc?lat=30.0444&lon=31.2357&peakpower=1&loss=14&angle=60&aspect=-180&outputformat=json&raddatabase=PVGIS-SARAH3&pvtechchoice=crystSi&mountingplace=free&usehorizon=1
60 | 0 | 4 | 55.44 | 1.85 | https://re.jrc.ec.europa.eu/api/v5_3/PVcalc?lat=30.0444&lon=31.2357&peakpower=1&loss=14&angle=60&aspect=-180&outputformat=json&raddatabase=PVGIS-SARAH3&pvtechchoice=crystSi&mountingplace=free&usehorizon=1
60 | 0 | 5 | 95.38 | 3.08 | https://re.jrc.ec.europa.eu/api/v5_3/PVcalc?lat=30.0444&lon=31.2357&peakpower=1&loss=14&angle=60&aspect=-180&outputformat=json&raddatabase=PVGIS-SARAH3&pvtechchoice=crystSi&mountingplace=free&usehorizon=1
60 | 0 | 6 | 112.45 | 3.75 | https://re.jrc.ec.europa.eu/api/v5_3/PVcalc?lat=30.0444&lon=31.2357&peakpower=1&loss=14&angle=60&aspect=-180&outputformat=json&raddatabase=PVGIS-SARAH3&pvtechchoice=crystSi&mountingplace=free&usehorizon=1
60 | 0 | 7 | 105.76 | 3.41 | https://re.jrc.ec.europa.eu/api/v5_3/PVcalc?lat=30.0444&lon=31.2357&peakpower=1&loss=14&angle=60&aspect=-180&outputformat=json&raddatabase=PVGIS-SARAH3&pvtechchoice=crystSi&mountingplace=free&usehorizon=1
60 | 0 | 8 | 69.16 | 2.23 | https://re.jrc.ec.europa.eu/api/v5_3/PVcalc?lat=30.0444&lon=31.2357&peakpower=1&loss=14&angle=60&aspect=-180&outputformat=json&raddatabase=PVGIS-SARAH3&pvtechchoice=crystSi&mountingplace=free&usehorizon=1
60 | 0 | 9 | 29.32 | 0.98 | https://re.jrc.ec.europa.eu/api/v5_3/PVcalc?lat=30.0444&lon=31.2357&peakpower=1&loss=14&angle=60&aspect=-180&outputformat=json&raddatabase=PVGIS-SARAH3&pvtechchoice=crystSi&mountingplace=free&usehorizon=1
60 | 0 | 10 | 21.74 | 0.7 | https://re.jrc.ec.europa.eu/api/v5_3/PVcalc?lat=30.0444&lon=31.2357&peakpower=1&loss=14&angle=60&aspect=-180&outputformat=json&raddatabase=PVGIS-SARAH3&pvtechchoice=crystSi&mountingplace=free&usehorizon=1
60 | 0 | 11 | 17.99 | 0.6 | https://re.jrc.ec.europa.eu/api/v5_3/PVcalc?lat=30.0444&lon=31.2357&peakpower=1&loss=14&angle=60&aspect=-180&outputformat=json&raddatabase=PVGIS-SARAH3&pvtechchoice=crystSi&mountingplace=free&usehorizon=1
60 | 0 | 12 | 17.36 | 0.56 | https://re.jrc.ec.europa.eu/api/v5_3/PVcalc?lat=30.0444&lon=31.2357&peakpower=1&loss=14&angle=60&aspect=-180&outputformat=json&raddatabase=PVGIS-SARAH3&pvtechchoice=crystSi&mountingplace=free&usehorizon=1
60 | 15 | 1 | 18.73 | 0.6 | https://re.jrc.ec.europa.eu/api/v5_3/PVcalc?lat=30.0444&lon=31.2357&peakpower=1&loss=14&angle=60&aspect=-165&outputformat=json&raddatabase=PVGIS-SARAH3&pvtechchoice=crystSi&mountingplace=free&usehorizon=1
60 | 15 | 2 | 21.96 | 0.78 | https://re.jrc.ec.europa.eu/api/v5_3/PVcalc?lat=30.0444&lon=31.2357&peakpower=1&loss=14&angle=60&aspect=-165&outputformat=json&raddatabase=PVGIS-SARAH3&pvtechchoice=crystSi&mountingplace=free&usehorizon=1
60 | 15 | 3 | 35.1 | 1.13 | https://re.jrc.ec.europa.eu/api/v5_3/PVcalc?lat=30.0444&lon=31.2357&peakpower=1&loss=14&angle=60&aspect=-165&outputformat=json&raddatabase=PVGIS-SARAH3&pvtechchoice=crystSi&mountingplace=free&usehorizon=1
60 | 15 | 4 | 59.82 | 1.99 | https://re.jrc.ec.europa.eu/api/v5_3/PVcalc?lat=30.0444&lon=31.2357&peakpower=1&loss=14&angle=60&aspect=-165&outputformat=json&raddatabase=PVGIS-SARAH3&pvtechchoice=crystSi&mountingplace=free&usehorizon=1
60 | 15 | 5 | 94.35 | 3.04 | https://re.jrc.ec.europa.eu/api/v5_3/PVcalc?lat=30.0444&lon=31.2357&peakpower=1&loss=14&angle=60&aspect=-165&outputformat=json&raddatabase=PVGIS-SARAH3&pvtechchoice=crystSi&mountingplace=free&usehorizon=1
60 | 15 | 6 | 108.78 | 3.63 | https://re.jrc.ec.europa.eu/api/v5_3/PVcalc?lat=30.0444&lon=31.2357&peakpower=1&loss=14&angle=60&aspect=-165&outputformat=json&raddatabase=PVGIS-SARAH3&pvtechchoice=crystSi&mountingplace=free&usehorizon=1
60 | 15 | 7 | 101.66 | 3.28 | https://re.jrc.ec.europa.eu/api/v5_3/PVcalc?lat=30.0444&lon=31.2357&peakpower=1&loss=14&angle=60&aspect=-165&outputformat=json&raddatabase=PVGIS-SARAH3&pvtechchoice=crystSi&mountingplace=free&usehorizon=1
60 | 15 | 8 | 69.9 | 2.25 | https://re.jrc.ec.europa.eu/api/v5_3/PVcalc?lat=30.0444&lon=31.2357&peakpower=1&loss=14&angle=60&aspect=-165&outputformat=json&raddatabase=PVGIS-SARAH3&pvtechchoice=crystSi&mountingplace=free&usehorizon=1
60 | 15 | 9 | 37.04 | 1.23 | https://re.jrc.ec.europa.eu/api/v5_3/PVcalc?lat=30.0444&lon=31.2357&peakpower=1&loss=14&angle=60&aspect=-165&outputformat=json&raddatabase=PVGIS-SARAH3&pvtechchoice=crystSi&mountingplace=free&usehorizon=1
60 | 15 | 10 | 22.98 | 0.74 | https://re.jrc.ec.europa.eu/api/v5_3/PVcalc?lat=30.0444&lon=31.2357&peakpower=1&loss=14&angle=60&aspect=-165&outputformat=json&raddatabase=PVGIS-SARAH3&pvtechchoice=crystSi&mountingplace=free&usehorizon=1
60 | 15 | 11 | 17.99 | 0.6 | https://re.jrc.ec.europa.eu/api/v5_3/PVcalc?lat=30.0444&lon=31.2357&peakpower=1&loss=14&angle=60&aspect=-165&outputformat=json&raddatabase=PVGIS-SARAH3&pvtechchoice=crystSi&mountingplace=free&usehorizon=1
60 | 15 | 12 | 17.36 | 0.56 | https://re.jrc.ec.europa.eu/api/v5_3/PVcalc?lat=30.0444&lon=31.2357&peakpower=1&loss=14&angle=60&aspect=-165&outputformat=json&raddatabase=PVGIS-SARAH3&pvtechchoice=crystSi&mountingplace=free&usehorizon=1
60 | 30 | 1 | 19.36 | 0.62 | https://re.jrc.ec.europa.eu/api/v5_3/PVcalc?lat=30.0444&lon=31.2357&peakpower=1&loss=14&angle=60&aspect=-150&outputformat=json&raddatabase=PVGIS-SARAH3&pvtechchoice=crystSi&mountingplace=free&usehorizon=1
60 | 30 | 2 | 27.07 | 0.97 | https://re.jrc.ec.europa.eu/api/v5_3/PVcalc?lat=30.0444&lon=31.2357&peakpower=1&loss=14&angle=60&aspect=-150&outputformat=json&raddatabase=PVGIS-SARAH3&pvtechchoice=crystSi&mountingplace=free&usehorizon=1
60 | 30 | 3 | 48.61 | 1.57 | https://re.jrc.ec.europa.eu/api/v5_3/PVcalc?lat=30.0444&lon=31.2357&peakpower=1&loss=14&angle=60&aspect=-150&outputformat=json&raddatabase=PVGIS-SARAH3&pvtechchoice=crystSi&mountingplace=free&usehorizon=1
60 | 30 | 4 | 72.07 | 2.4 | https://re.jrc.ec.europa.eu/api/v5_3/PVcalc?lat=30.0444&lon=31.2357&peakpower=1&loss=14&angle=60&aspect=-150&outputformat=json&raddatabase=PVGIS-SARAH3&pvtechchoice=crystSi&mountingplace=free&usehorizon=1
60 | 30 | 5 | 98.88 | 3.19 | https://re.jrc.ec.europa.eu/api/v5_3/PVcalc?lat=30.0444&lon=31.2357&peakpower=1&loss=14&angle=60&aspect=-150&outputformat=json&raddatabase=PVGIS-SARAH3&pvtechchoice=crystSi&mountingplace=free&usehorizon=1
60 | 30 | 6 | 107.72 | 3.59 | https://re.jrc.ec.europa.eu/api/v5_3/PVcalc?lat=30.0444&lon=31.2357&peakpower=1&loss=14&angle=60&aspect=-150&outputformat=json&raddatabase=PVGIS-SARAH3&pvtechchoice=crystSi&mountingplace=free&usehorizon=1
60 | 30 | 7 | 102.58 | 3.31 | https://re.jrc.ec.europa.eu/api/v5_3/PVcalc?lat=30.0444&lon=31.2357&peakpower=1&loss=14&angle=60&aspect=-150&outputformat=json&raddatabase=PVGIS-SARAH3&pvtechchoice=crystSi&mountingplace=free&usehorizon=1
60 | 30 | 8 | 80.52 | 2.6 | https://re.jrc.ec.europa.eu/api/v5_3/PVcalc?lat=30.0444&lon=31.2357&peakpower=1&loss=14&angle=60&aspect=-150&outputformat=json&raddatabase=PVGIS-SARAH3&pvtechchoice=crystSi&mountingplace=free&usehorizon=1
60 | 30 | 9 | 51.36 | 1.71 | https://re.jrc.ec.europa.eu/api/v5_3/PVcalc?lat=30.0444&lon=31.2357&peakpower=1&loss=14&angle=60&aspect=-150&outputformat=json&raddatabase=PVGIS-SARAH3&pvtechchoice=crystSi&mountingplace=free&usehorizon=1
60 | 30 | 10 | 32 | 1.03 | https://re.jrc.ec.europa.eu/api/v5_3/PVcalc?lat=30.0444&lon=31.2357&peakpower=1&loss=14&angle=60&aspect=-150&outputformat=json&raddatabase=PVGIS-SARAH3&pvtechchoice=crystSi&mountingplace=free&usehorizon=1
60 | 30 | 11 | 19.59 | 0.65 | https://re.jrc.ec.europa.eu/api/v5_3/PVcalc?lat=30.0444&lon=31.2357&peakpower=1&loss=14&angle=60&aspect=-150&outputformat=json&raddatabase=PVGIS-SARAH3&pvtechchoice=crystSi&mountingplace=free&usehorizon=1
60 | 30 | 12 | 17.53 | 0.57 | https://re.jrc.ec.europa.eu/api/v5_3/PVcalc?lat=30.0444&lon=31.2357&peakpower=1&loss=14&angle=60&aspect=-150&outputformat=json&raddatabase=PVGIS-SARAH3&pvtechchoice=crystSi&mountingplace=free&usehorizon=1
60 | 45 | 1 | 26.52 | 0.86 | https://re.jrc.ec.europa.eu/api/v5_3/PVcalc?lat=30.0444&lon=31.2357&peakpower=1&loss=14&angle=60&aspect=-135&outputformat=json&raddatabase=PVGIS-SARAH3&pvtechchoice=crystSi&mountingplace=free&usehorizon=1
60 | 45 | 2 | 38.69 | 1.38 | https://re.jrc.ec.europa.eu/api/v5_3/PVcalc?lat=30.0444&lon=31.2357&peakpower=1&loss=14&angle=60&aspect=-135&outputformat=json&raddatabase=PVGIS-SARAH3&pvtechchoice=crystSi&mountingplace=free&usehorizon=1
60 | 45 | 3 | 63.89 | 2.06 | https://re.jrc.ec.europa.eu/api/v5_3/PVcalc?lat=30.0444&lon=31.2357&peakpower=1&loss=14&angle=60&aspect=-135&outputformat=json&raddatabase=PVGIS-SARAH3&pvtechchoice=crystSi&mountingplace=free&usehorizon=1
60 | 45 | 4 | 84.74 | 2.82 | https://re.jrc.ec.europa.eu/api/v5_3/PVcalc?lat=30.0444&lon=31.2357&peakpower=1&loss=14&angle=60&aspect=-135&outputformat=json&raddatabase=PVGIS-SARAH3&pvtechchoice=crystSi&mountingplace=free&usehorizon=1
60 | 45 | 5 | 107.8 | 3.48 | https://re.jrc.ec.europa.eu/api/v5_3/PVcalc?lat=30.0444&lon=31.2357&peakpower=1&loss=14&angle=60&aspect=-135&outputformat=json&raddatabase=PVGIS-SARAH3&pvtechchoice=crystSi&mountingplace=free&usehorizon=1
60 | 45 | 6 | 113.91 | 3.8 | https://re.jrc.ec.europa.eu/api/v5_3/PVcalc?lat=30.0444&lon=31.2357&peakpower=1&loss=14&angle=60&aspect=-135&outputformat=json&raddatabase=PVGIS-SARAH3&pvtechchoice=crystSi&mountingplace=free&usehorizon=1
60 | 45 | 7 | 110.22 | 3.56 | https://re.jrc.ec.europa.eu/api/v5_3/PVcalc?lat=30.0444&lon=31.2357&peakpower=1&loss=14&angle=60&aspect=-135&outputformat=json&raddatabase=PVGIS-SARAH3&pvtechchoice=crystSi&mountingplace=free&usehorizon=1
60 | 45 | 8 | 92.86 | 3 | https://re.jrc.ec.europa.eu/api/v5_3/PVcalc?lat=30.0444&lon=31.2357&peakpower=1&loss=14&angle=60&aspect=-135&outputformat=json&raddatabase=PVGIS-SARAH3&pvtechchoice=crystSi&mountingplace=free&usehorizon=1
60 | 45 | 9 | 66.15 | 2.2 | https://re.jrc.ec.europa.eu/api/v5_3/PVcalc?lat=30.0444&lon=31.2357&peakpower=1&loss=14&angle=60&aspect=-135&outputformat=json&raddatabase=PVGIS-SARAH3&pvtechchoice=crystSi&mountingplace=free&usehorizon=1
60 | 45 | 10 | 46.53 | 1.5 | https://re.jrc.ec.europa.eu/api/v5_3/PVcalc?lat=30.0444&lon=31.2357&peakpower=1&loss=14&angle=60&aspect=-135&outputformat=json&raddatabase=PVGIS-SARAH3&pvtechchoice=crystSi&mountingplace=free&usehorizon=1
60 | 45 | 11 | 28.97 | 0.97 | https://re.jrc.ec.europa.eu/api/v5_3/PVcalc?lat=30.0444&lon=31.2357&peakpower=1&loss=14&angle=60&aspect=-135&outputformat=json&raddatabase=PVGIS-SARAH3&pvtechchoice=crystSi&mountingplace=free&usehorizon=1
60 | 45 | 12 | 23.09 | 0.74 | https://re.jrc.ec.europa.eu/api/v5_3/PVcalc?lat=30.0444&lon=31.2357&peakpower=1&loss=14&angle=60&aspect=-135&outputformat=json&raddatabase=PVGIS-SARAH3&pvtechchoice=crystSi&mountingplace=free&usehorizon=1
60 | 60 | 1 | 39.84 | 1.29 | https://re.jrc.ec.europa.eu/api/v5_3/PVcalc?lat=30.0444&lon=31.2357&peakpower=1&loss=14&angle=60&aspect=-120&outputformat=json&raddatabase=PVGIS-SARAH3&pvtechchoice=crystSi&mountingplace=free&usehorizon=1
60 | 60 | 2 | 52.71 | 1.88 | https://re.jrc.ec.europa.eu/api/v5_3/PVcalc?lat=30.0444&lon=31.2357&peakpower=1&loss=14&angle=60&aspect=-120&outputformat=json&raddatabase=PVGIS-SARAH3&pvtechchoice=crystSi&mountingplace=free&usehorizon=1
60 | 60 | 3 | 78.92 | 2.55 | https://re.jrc.ec.europa.eu/api/v5_3/PVcalc?lat=30.0444&lon=31.2357&peakpower=1&loss=14&angle=60&aspect=-120&outputformat=json&raddatabase=PVGIS-SARAH3&pvtechchoice=crystSi&mountingplace=free&usehorizon=1
60 | 60 | 4 | 96.26 | 3.21 | https://re.jrc.ec.europa.eu/api/v5_3/PVcalc?lat=30.0444&lon=31.2357&peakpower=1&loss=14&angle=60&aspect=-120&outputformat=json&raddatabase=PVGIS-SARAH3&pvtechchoice=crystSi&mountingplace=free&usehorizon=1
60 | 60 | 5 | 116.04 | 3.74 | https://re.jrc.ec.europa.eu/api/v5_3/PVcalc?lat=30.0444&lon=31.2357&peakpower=1&loss=14&angle=60&aspect=-120&outputformat=json&raddatabase=PVGIS-SARAH3&pvtechchoice=crystSi&mountingplace=free&usehorizon=1
60 | 60 | 6 | 119.84 | 3.99 | https://re.jrc.ec.europa.eu/api/v5_3/PVcalc?lat=30.0444&lon=31.2357&peakpower=1&loss=14&angle=60&aspect=-120&outputformat=json&raddatabase=PVGIS-SARAH3&pvtechchoice=crystSi&mountingplace=free&usehorizon=1
60 | 60 | 7 | 117.36 | 3.79 | https://re.jrc.ec.europa.eu/api/v5_3/PVcalc?lat=30.0444&lon=31.2357&peakpower=1&loss=14&angle=60&aspect=-120&outputformat=json&raddatabase=PVGIS-SARAH3&pvtechchoice=crystSi&mountingplace=free&usehorizon=1
60 | 60 | 8 | 104 | 3.35 | https://re.jrc.ec.europa.eu/api/v5_3/PVcalc?lat=30.0444&lon=31.2357&peakpower=1&loss=14&angle=60&aspect=-120&outputformat=json&raddatabase=PVGIS-SARAH3&pvtechchoice=crystSi&mountingplace=free&usehorizon=1
60 | 60 | 9 | 80.22 | 2.67 | https://re.jrc.ec.europa.eu/api/v5_3/PVcalc?lat=30.0444&lon=31.2357&peakpower=1&loss=14&angle=60&aspect=-120&outputformat=json&raddatabase=PVGIS-SARAH3&pvtechchoice=crystSi&mountingplace=free&usehorizon=1
60 | 60 | 10 | 62.49 | 2.02 | https://re.jrc.ec.europa.eu/api/v5_3/PVcalc?lat=30.0444&lon=31.2357&peakpower=1&loss=14&angle=60&aspect=-120&outputformat=json&raddatabase=PVGIS-SARAH3&pvtechchoice=crystSi&mountingplace=free&usehorizon=1
60 | 60 | 11 | 43.58 | 1.45 | https://re.jrc.ec.europa.eu/api/v5_3/PVcalc?lat=30.0444&lon=31.2357&peakpower=1&loss=14&angle=60&aspect=-120&outputformat=json&raddatabase=PVGIS-SARAH3&pvtechchoice=crystSi&mountingplace=free&usehorizon=1
60 | 60 | 12 | 36 | 1.16 | https://re.jrc.ec.europa.eu/api/v5_3/PVcalc?lat=30.0444&lon=31.2357&peakpower=1&loss=14&angle=60&aspect=-120&outputformat=json&raddatabase=PVGIS-SARAH3&pvtechchoice=crystSi&mountingplace=free&usehorizon=1
60 | 75 | 1 | 55.8 | 1.8 | https://re.jrc.ec.europa.eu/api/v5_3/PVcalc?lat=30.0444&lon=31.2357&peakpower=1&loss=14&angle=60&aspect=-105&outputformat=json&raddatabase=PVGIS-SARAH3&pvtechchoice=crystSi&mountingplace=free&usehorizon=1
60 | 75 | 2 | 67.02 | 2.39 | https://re.jrc.ec.europa.eu/api/v5_3/PVcalc?lat=30.0444&lon=31.2357&peakpower=1&loss=14&angle=60&aspect=-105&outputformat=json&raddatabase=PVGIS-SARAH3&pvtechchoice=crystSi&mountingplace=free&usehorizon=1
60 | 75 | 3 | 92.91 | 3 | https://re.jrc.ec.europa.eu/api/v5_3/PVcalc?lat=30.0444&lon=31.2357&peakpower=1&loss=14&angle=60&aspect=-105&outputformat=json&raddatabase=PVGIS-SARAH3&pvtechchoice=crystSi&mountingplace=free&usehorizon=1
60 | 75 | 4 | 106.24 | 3.54 | https://re.jrc.ec.europa.eu/api/v5_3/PVcalc?lat=30.0444&lon=31.2357&peakpower=1&loss=14&angle=60&aspect=-105&outputformat=json&raddatabase=PVGIS-SARAH3&pvtechchoice=crystSi&mountingplace=free&usehorizon=1
60 | 75 | 5 | 122.43 | 3.95 | https://re.jrc.ec.europa.eu/api/v5_3/PVcalc?lat=30.0444&lon=31.2357&peakpower=1&loss=14&angle=60&aspect=-105&outputformat=json&raddatabase=PVGIS-SARAH3&pvtechchoice=crystSi&mountingplace=free&usehorizon=1
60 | 75 | 6 | 124.17 | 4.14 | https://re.jrc.ec.europa.eu/api/v5_3/PVcalc?lat=30.0444&lon=31.2357&peakpower=1&loss=14&angle=60&aspect=-105&outputformat=json&raddatabase=PVGIS-SARAH3&pvtechchoice=crystSi&mountingplace=free&usehorizon=1
60 | 75 | 7 | 122.83 | 3.96 | https://re.jrc.ec.europa.eu/api/v5_3/PVcalc?lat=30.0444&lon=31.2357&peakpower=1&loss=14&angle=60&aspect=-105&outputformat=json&raddatabase=PVGIS-SARAH3&pvtechchoice=crystSi&mountingplace=free&usehorizon=1
60 | 75 | 8 | 113.24 | 3.65 | https://re.jrc.ec.europa.eu/api/v5_3/PVcalc?lat=30.0444&lon=31.2357&peakpower=1&loss=14&angle=60&aspect=-105&outputformat=json&raddatabase=PVGIS-SARAH3&pvtechchoice=crystSi&mountingplace=free&usehorizon=1
60 | 75 | 9 | 92.97 | 3.1 | https://re.jrc.ec.europa.eu/api/v5_3/PVcalc?lat=30.0444&lon=31.2357&peakpower=1&loss=14&angle=60&aspect=-105&outputformat=json&raddatabase=PVGIS-SARAH3&pvtechchoice=crystSi&mountingplace=free&usehorizon=1
60 | 75 | 10 | 78.52 | 2.53 | https://re.jrc.ec.europa.eu/api/v5_3/PVcalc?lat=30.0444&lon=31.2357&peakpower=1&loss=14&angle=60&aspect=-105&outputformat=json&raddatabase=PVGIS-SARAH3&pvtechchoice=crystSi&mountingplace=free&usehorizon=1
60 | 75 | 11 | 59.94 | 2 | https://re.jrc.ec.europa.eu/api/v5_3/PVcalc?lat=30.0444&lon=31.2357&peakpower=1&loss=14&angle=60&aspect=-105&outputformat=json&raddatabase=PVGIS-SARAH3&pvtechchoice=crystSi&mountingplace=free&usehorizon=1
60 | 75 | 12 | 52.27 | 1.69 | https://re.jrc.ec.europa.eu/api/v5_3/PVcalc?lat=30.0444&lon=31.2357&peakpower=1&loss=14&angle=60&aspect=-105&outputformat=json&raddatabase=PVGIS-SARAH3&pvtechchoice=crystSi&mountingplace=free&usehorizon=1
60 | 90 | 1 | 72.41 | 2.34 | https://re.jrc.ec.europa.eu/api/v5_3/PVcalc?lat=30.0444&lon=31.2357&peakpower=1&loss=14&angle=60&aspect=-90&outputformat=json&raddatabase=PVGIS-SARAH3&pvtechchoice=crystSi&mountingplace=free&usehorizon=1
60 | 90 | 2 | 81 | 2.89 | https://re.jrc.ec.europa.eu/api/v5_3/PVcalc?lat=30.0444&lon=31.2357&peakpower=1&loss=14&angle=60&aspect=-90&outputformat=json&raddatabase=PVGIS-SARAH3&pvtechchoice=crystSi&mountingplace=free&usehorizon=1
60 | 90 | 3 | 105.78 | 3.41 | https://re.jrc.ec.europa.eu/api/v5_3/PVcalc?lat=30.0444&lon=31.2357&peakpower=1&loss=14&angle=60&aspect=-90&outputformat=json&raddatabase=PVGIS-SARAH3&pvtechchoice=crystSi&mountingplace=free&usehorizon=1
60 | 90 | 4 | 114.38 | 3.81 | https://re.jrc.ec.europa.eu/api/v5_3/PVcalc?lat=30.0444&lon=31.2357&peakpower=1&loss=14&angle=60&aspect=-90&outputformat=json&raddatabase=PVGIS-SARAH3&pvtechchoice=crystSi&mountingplace=free&usehorizon=1
60 | 90 | 5 | 126.52 | 4.08 | https://re.jrc.ec.europa.eu/api/v5_3/PVcalc?lat=30.0444&lon=31.2357&peakpower=1&loss=14&angle=60&aspect=-90&outputformat=json&raddatabase=PVGIS-SARAH3&pvtechchoice=crystSi&mountingplace=free&usehorizon=1
60 | 90 | 6 | 126.15 | 4.21 | https://re.jrc.ec.europa.eu/api/v5_3/PVcalc?lat=30.0444&lon=31.2357&peakpower=1&loss=14&angle=60&aspect=-90&outputformat=json&raddatabase=PVGIS-SARAH3&pvtechchoice=crystSi&mountingplace=free&usehorizon=1
60 | 90 | 7 | 125.96 | 4.06 | https://re.jrc.ec.europa.eu/api/v5_3/PVcalc?lat=30.0444&lon=31.2357&peakpower=1&loss=14&angle=60&aspect=-90&outputformat=json&raddatabase=PVGIS-SARAH3&pvtechchoice=crystSi&mountingplace=free&usehorizon=1
60 | 90 | 8 | 120.24 | 3.88 | https://re.jrc.ec.europa.eu/api/v5_3/PVcalc?lat=30.0444&lon=31.2357&peakpower=1&loss=14&angle=60&aspect=-90&outputformat=json&raddatabase=PVGIS-SARAH3&pvtechchoice=crystSi&mountingplace=free&usehorizon=1
60 | 90 | 9 | 104.42 | 3.48 | https://re.jrc.ec.europa.eu/api/v5_3/PVcalc?lat=30.0444&lon=31.2357&peakpower=1&loss=14&angle=60&aspect=-90&outputformat=json&raddatabase=PVGIS-SARAH3&pvtechchoice=crystSi&mountingplace=free&usehorizon=1
60 | 90 | 10 | 93.45 | 3.01 | https://re.jrc.ec.europa.eu/api/v5_3/PVcalc?lat=30.0444&lon=31.2357&peakpower=1&loss=14&angle=60&aspect=-90&outputformat=json&raddatabase=PVGIS-SARAH3&pvtechchoice=crystSi&mountingplace=free&usehorizon=1
60 | 90 | 11 | 76.72 | 2.56 | https://re.jrc.ec.europa.eu/api/v5_3/PVcalc?lat=30.0444&lon=31.2357&peakpower=1&loss=14&angle=60&aspect=-90&outputformat=json&raddatabase=PVGIS-SARAH3&pvtechchoice=crystSi&mountingplace=free&usehorizon=1
60 | 90 | 12 | 69.82 | 2.25 | https://re.jrc.ec.europa.eu/api/v5_3/PVcalc?lat=30.0444&lon=31.2357&peakpower=1&loss=14&angle=60&aspect=-90&outputformat=json&raddatabase=PVGIS-SARAH3&pvtechchoice=crystSi&mountingplace=free&usehorizon=1
60 | 105 | 1 | 88.86 | 2.87 | https://re.jrc.ec.europa.eu/api/v5_3/PVcalc?lat=30.0444&lon=31.2357&peakpower=1&loss=14&angle=60&aspect=-75&outputformat=json&raddatabase=PVGIS-SARAH3&pvtechchoice=crystSi&mountingplace=free&usehorizon=1
60 | 105 | 2 | 93.78 | 3.35 | https://re.jrc.ec.europa.eu/api/v5_3/PVcalc?lat=30.0444&lon=31.2357&peakpower=1&loss=14&angle=60&aspect=-75&outputformat=json&raddatabase=PVGIS-SARAH3&pvtechchoice=crystSi&mountingplace=free&usehorizon=1
60 | 105 | 3 | 116.65 | 3.76 | https://re.jrc.ec.europa.eu/api/v5_3/PVcalc?lat=30.0444&lon=31.2357&peakpower=1&loss=14&angle=60&aspect=-75&outputformat=json&raddatabase=PVGIS-SARAH3&pvtechchoice=crystSi&mountingplace=free&usehorizon=1
60 | 105 | 4 | 120.26 | 4.01 | https://re.jrc.ec.europa.eu/api/v5_3/PVcalc?lat=30.0444&lon=31.2357&peakpower=1&loss=14&angle=60&aspect=-75&outputformat=json&raddatabase=PVGIS-SARAH3&pvtechchoice=crystSi&mountingplace=free&usehorizon=1
60 | 105 | 5 | 128.12 | 4.13 | https://re.jrc.ec.europa.eu/api/v5_3/PVcalc?lat=30.0444&lon=31.2357&peakpower=1&loss=14&angle=60&aspect=-75&outputformat=json&raddatabase=PVGIS-SARAH3&pvtechchoice=crystSi&mountingplace=free&usehorizon=1
60 | 105 | 6 | 125.53 | 4.18 | https://re.jrc.ec.europa.eu/api/v5_3/PVcalc?lat=30.0444&lon=31.2357&peakpower=1&loss=14&angle=60&aspect=-75&outputformat=json&raddatabase=PVGIS-SARAH3&pvtechchoice=crystSi&mountingplace=free&usehorizon=1
60 | 105 | 7 | 126.72 | 4.09 | https://re.jrc.ec.europa.eu/api/v5_3/PVcalc?lat=30.0444&lon=31.2357&peakpower=1&loss=14&angle=60&aspect=-75&outputformat=json&raddatabase=PVGIS-SARAH3&pvtechchoice=crystSi&mountingplace=free&usehorizon=1
60 | 105 | 8 | 124.7 | 4.02 | https://re.jrc.ec.europa.eu/api/v5_3/PVcalc?lat=30.0444&lon=31.2357&peakpower=1&loss=14&angle=60&aspect=-75&outputformat=json&raddatabase=PVGIS-SARAH3&pvtechchoice=crystSi&mountingplace=free&usehorizon=1
60 | 105 | 9 | 114.11 | 3.8 | https://re.jrc.ec.europa.eu/api/v5_3/PVcalc?lat=30.0444&lon=31.2357&peakpower=1&loss=14&angle=60&aspect=-75&outputformat=json&raddatabase=PVGIS-SARAH3&pvtechchoice=crystSi&mountingplace=free&usehorizon=1
60 | 105 | 10 | 107.75 | 3.48 | https://re.jrc.ec.europa.eu/api/v5_3/PVcalc?lat=30.0444&lon=31.2357&peakpower=1&loss=14&angle=60&aspect=-75&outputformat=json&raddatabase=PVGIS-SARAH3&pvtechchoice=crystSi&mountingplace=free&usehorizon=1
60 | 105 | 11 | 93.28 | 3.11 | https://re.jrc.ec.europa.eu/api/v5_3/PVcalc?lat=30.0444&lon=31.2357&peakpower=1&loss=14&angle=60&aspect=-75&outputformat=json&raddatabase=PVGIS-SARAH3&pvtechchoice=crystSi&mountingplace=free&usehorizon=1
60 | 105 | 12 | 87.6 | 2.83 | https://re.jrc.ec.europa.eu/api/v5_3/PVcalc?lat=30.0444&lon=31.2357&peakpower=1&loss=14&angle=60&aspect=-75&outputformat=json&raddatabase=PVGIS-SARAH3&pvtechchoice=crystSi&mountingplace=free&usehorizon=1
60 | 120 | 1 | 104.76 | 3.38 | https://re.jrc.ec.europa.eu/api/v5_3/PVcalc?lat=30.0444&lon=31.2357&peakpower=1&loss=14&angle=60&aspect=-60&outputformat=json&raddatabase=PVGIS-SARAH3&pvtechchoice=crystSi&mountingplace=free&usehorizon=1
60 | 120 | 2 | 105.45 | 3.77 | https://re.jrc.ec.europa.eu/api/v5_3/PVcalc?lat=30.0444&lon=31.2357&peakpower=1&loss=14&angle=60&aspect=-60&outputformat=json&raddatabase=PVGIS-SARAH3&pvtechchoice=crystSi&mountingplace=free&usehorizon=1
60 | 120 | 3 | 126.31 | 4.07 | https://re.jrc.ec.europa.eu/api/v5_3/PVcalc?lat=30.0444&lon=31.2357&peakpower=1&loss=14&angle=60&aspect=-60&outputformat=json&raddatabase=PVGIS-SARAH3&pvtechchoice=crystSi&mountingplace=free&usehorizon=1
60 | 120 | 4 | 124.65 | 4.16 | https://re.jrc.ec.europa.eu/api/v5_3/PVcalc?lat=30.0444&lon=31.2357&peakpower=1&loss=14&angle=60&aspect=-60&outputformat=json&raddatabase=PVGIS-SARAH3&pvtechchoice=crystSi&mountingplace=free&usehorizon=1
60 | 120 | 5 | 127.65 | 4.12 | https://re.jrc.ec.europa.eu/api/v5_3/PVcalc?lat=30.0444&lon=31.2357&peakpower=1&loss=14&angle=60&aspect=-60&outputformat=json&raddatabase=PVGIS-SARAH3&pvtechchoice=crystSi&mountingplace=free&usehorizon=1
60 | 120 | 6 | 122.84 | 4.09 | https://re.jrc.ec.europa.eu/api/v5_3/PVcalc?lat=30.0444&lon=31.2357&peakpower=1&loss=14&angle=60&aspect=-60&outputformat=json&raddatabase=PVGIS-SARAH3&pvtechchoice=crystSi&mountingplace=free&usehorizon=1
60 | 120 | 7 | 125.47 | 4.05 | https://re.jrc.ec.europa.eu/api/v5_3/PVcalc?lat=30.0444&lon=31.2357&peakpower=1&loss=14&angle=60&aspect=-60&outputformat=json&raddatabase=PVGIS-SARAH3&pvtechchoice=crystSi&mountingplace=free&usehorizon=1
60 | 120 | 8 | 127.54 | 4.11 | https://re.jrc.ec.europa.eu/api/v5_3/PVcalc?lat=30.0444&lon=31.2357&peakpower=1&loss=14&angle=60&aspect=-60&outputformat=json&raddatabase=PVGIS-SARAH3&pvtechchoice=crystSi&mountingplace=free&usehorizon=1
60 | 120 | 9 | 122.07 | 4.07 | https://re.jrc.ec.europa.eu/api/v5_3/PVcalc?lat=30.0444&lon=31.2357&peakpower=1&loss=14&angle=60&aspect=-60&outputformat=json&raddatabase=PVGIS-SARAH3&pvtechchoice=crystSi&mountingplace=free&usehorizon=1
60 | 120 | 10 | 120.28 | 3.88 | https://re.jrc.ec.europa.eu/api/v5_3/PVcalc?lat=30.0444&lon=31.2357&peakpower=1&loss=14&angle=60&aspect=-60&outputformat=json&raddatabase=PVGIS-SARAH3&pvtechchoice=crystSi&mountingplace=free&usehorizon=1
60 | 120 | 11 | 108.75 | 3.63 | https://re.jrc.ec.europa.eu/api/v5_3/PVcalc?lat=30.0444&lon=31.2357&peakpower=1&loss=14&angle=60&aspect=-60&outputformat=json&raddatabase=PVGIS-SARAH3&pvtechchoice=crystSi&mountingplace=free&usehorizon=1
60 | 120 | 12 | 104.69 | 3.38 | https://re.jrc.ec.europa.eu/api/v5_3/PVcalc?lat=30.0444&lon=31.2357&peakpower=1&loss=14&angle=60&aspect=-60&outputformat=json&raddatabase=PVGIS-SARAH3&pvtechchoice=crystSi&mountingplace=free&usehorizon=1
60 | 135 | 1 | 119.33 | 3.85 | https://re.jrc.ec.europa.eu/api/v5_3/PVcalc?lat=30.0444&lon=31.2357&peakpower=1&loss=14&angle=60&aspect=-45&outputformat=json&raddatabase=PVGIS-SARAH3&pvtechchoice=crystSi&mountingplace=free&usehorizon=1
60 | 135 | 2 | 115.62 | 4.13 | https://re.jrc.ec.europa.eu/api/v5_3/PVcalc?lat=30.0444&lon=31.2357&peakpower=1&loss=14&angle=60&aspect=-45&outputformat=json&raddatabase=PVGIS-SARAH3&pvtechchoice=crystSi&mountingplace=free&usehorizon=1
60 | 135 | 3 | 134.02 | 4.32 | https://re.jrc.ec.europa.eu/api/v5_3/PVcalc?lat=30.0444&lon=31.2357&peakpower=1&loss=14&angle=60&aspect=-45&outputformat=json&raddatabase=PVGIS-SARAH3&pvtechchoice=crystSi&mountingplace=free&usehorizon=1
60 | 135 | 4 | 127.31 | 4.24 | https://re.jrc.ec.europa.eu/api/v5_3/PVcalc?lat=30.0444&lon=31.2357&peakpower=1&loss=14&angle=60&aspect=-45&outputformat=json&raddatabase=PVGIS-SARAH3&pvtechchoice=crystSi&mountingplace=free&usehorizon=1
60 | 135 | 5 | 125.57 | 4.05 | https://re.jrc.ec.europa.eu/api/v5_3/PVcalc?lat=30.0444&lon=31.2357&peakpower=1&loss=14&angle=60&aspect=-45&outputformat=json&raddatabase=PVGIS-SARAH3&pvtechchoice=crystSi&mountingplace=free&usehorizon=1
60 | 135 | 6 | 118.34 | 3.94 | https://re.jrc.ec.europa.eu/api/v5_3/PVcalc?lat=30.0444&lon=31.2357&peakpower=1&loss=14&angle=60&aspect=-45&outputformat=json&raddatabase=PVGIS-SARAH3&pvtechchoice=crystSi&mountingplace=free&usehorizon=1
60 | 135 | 7 | 122.35 | 3.95 | https://re.jrc.ec.europa.eu/api/v5_3/PVcalc?lat=30.0444&lon=31.2357&peakpower=1&loss=14&angle=60&aspect=-45&outputformat=json&raddatabase=PVGIS-SARAH3&pvtechchoice=crystSi&mountingplace=free&usehorizon=1
60 | 135 | 8 | 128.42 | 4.14 | https://re.jrc.ec.europa.eu/api/v5_3/PVcalc?lat=30.0444&lon=31.2357&peakpower=1&loss=14&angle=60&aspect=-45&outputformat=json&raddatabase=PVGIS-SARAH3&pvtechchoice=crystSi&mountingplace=free&usehorizon=1
60 | 135 | 9 | 128.57 | 4.29 | https://re.jrc.ec.europa.eu/api/v5_3/PVcalc?lat=30.0444&lon=31.2357&peakpower=1&loss=14&angle=60&aspect=-45&outputformat=json&raddatabase=PVGIS-SARAH3&pvtechchoice=crystSi&mountingplace=free&usehorizon=1
60 | 135 | 10 | 131.53 | 4.24 | https://re.jrc.ec.europa.eu/api/v5_3/PVcalc?lat=30.0444&lon=31.2357&peakpower=1&loss=14&angle=60&aspect=-45&outputformat=json&raddatabase=PVGIS-SARAH3&pvtechchoice=crystSi&mountingplace=free&usehorizon=1
60 | 135 | 11 | 123.04 | 4.1 | https://re.jrc.ec.europa.eu/api/v5_3/PVcalc?lat=30.0444&lon=31.2357&peakpower=1&loss=14&angle=60&aspect=-45&outputformat=json&raddatabase=PVGIS-SARAH3&pvtechchoice=crystSi&mountingplace=free&usehorizon=1
60 | 135 | 12 | 120.46 | 3.89 | https://re.jrc.ec.europa.eu/api/v5_3/PVcalc?lat=30.0444&lon=31.2357&peakpower=1&loss=14&angle=60&aspect=-45&outputformat=json&raddatabase=PVGIS-SARAH3&pvtechchoice=crystSi&mountingplace=free&usehorizon=1
60 | 150 | 1 | 131.85 | 4.25 | https://re.jrc.ec.europa.eu/api/v5_3/PVcalc?lat=30.0444&lon=31.2357&peakpower=1&loss=14&angle=60&aspect=-30&outputformat=json&raddatabase=PVGIS-SARAH3&pvtechchoice=crystSi&mountingplace=free&usehorizon=1
60 | 150 | 2 | 124.1 | 4.43 | https://re.jrc.ec.europa.eu/api/v5_3/PVcalc?lat=30.0444&lon=31.2357&peakpower=1&loss=14&angle=60&aspect=-30&outputformat=json&raddatabase=PVGIS-SARAH3&pvtechchoice=crystSi&mountingplace=free&usehorizon=1
60 | 150 | 3 | 140.54 | 4.53 | https://re.jrc.ec.europa.eu/api/v5_3/PVcalc?lat=30.0444&lon=31.2357&peakpower=1&loss=14&angle=60&aspect=-30&outputformat=json&raddatabase=PVGIS-SARAH3&pvtechchoice=crystSi&mountingplace=free&usehorizon=1
60 | 150 | 4 | 128.89 | 4.3 | https://re.jrc.ec.europa.eu/api/v5_3/PVcalc?lat=30.0444&lon=31.2357&peakpower=1&loss=14&angle=60&aspect=-30&outputformat=json&raddatabase=PVGIS-SARAH3&pvtechchoice=crystSi&mountingplace=free&usehorizon=1
60 | 150 | 5 | 121.85 | 3.93 | https://re.jrc.ec.europa.eu/api/v5_3/PVcalc?lat=30.0444&lon=31.2357&peakpower=1&loss=14&angle=60&aspect=-30&outputformat=json&raddatabase=PVGIS-SARAH3&pvtechchoice=crystSi&mountingplace=free&usehorizon=1
60 | 150 | 6 | 112.13 | 3.74 | https://re.jrc.ec.europa.eu/api/v5_3/PVcalc?lat=30.0444&lon=31.2357&peakpower=1&loss=14&angle=60&aspect=-30&outputformat=json&raddatabase=PVGIS-SARAH3&pvtechchoice=crystSi&mountingplace=free&usehorizon=1
60 | 150 | 7 | 117.73 | 3.8 | https://re.jrc.ec.europa.eu/api/v5_3/PVcalc?lat=30.0444&lon=31.2357&peakpower=1&loss=14&angle=60&aspect=-30&outputformat=json&raddatabase=PVGIS-SARAH3&pvtechchoice=crystSi&mountingplace=free&usehorizon=1
60 | 150 | 8 | 128.07 | 4.13 | https://re.jrc.ec.europa.eu/api/v5_3/PVcalc?lat=30.0444&lon=31.2357&peakpower=1&loss=14&angle=60&aspect=-30&outputformat=json&raddatabase=PVGIS-SARAH3&pvtechchoice=crystSi&mountingplace=free&usehorizon=1
60 | 150 | 9 | 134.08 | 4.47 | https://re.jrc.ec.europa.eu/api/v5_3/PVcalc?lat=30.0444&lon=31.2357&peakpower=1&loss=14&angle=60&aspect=-30&outputformat=json&raddatabase=PVGIS-SARAH3&pvtechchoice=crystSi&mountingplace=free&usehorizon=1
60 | 150 | 10 | 141.51 | 4.56 | https://re.jrc.ec.europa.eu/api/v5_3/PVcalc?lat=30.0444&lon=31.2357&peakpower=1&loss=14&angle=60&aspect=-30&outputformat=json&raddatabase=PVGIS-SARAH3&pvtechchoice=crystSi&mountingplace=free&usehorizon=1
60 | 150 | 11 | 135.58 | 4.52 | https://re.jrc.ec.europa.eu/api/v5_3/PVcalc?lat=30.0444&lon=31.2357&peakpower=1&loss=14&angle=60&aspect=-30&outputformat=json&raddatabase=PVGIS-SARAH3&pvtechchoice=crystSi&mountingplace=free&usehorizon=1
60 | 150 | 12 | 133.82 | 4.32 | https://re.jrc.ec.europa.eu/api/v5_3/PVcalc?lat=30.0444&lon=31.2357&peakpower=1&loss=14&angle=60&aspect=-30&outputformat=json&raddatabase=PVGIS-SARAH3&pvtechchoice=crystSi&mountingplace=free&usehorizon=1
60 | 165 | 1 | 140.47 | 4.53 | https://re.jrc.ec.europa.eu/api/v5_3/PVcalc?lat=30.0444&lon=31.2357&peakpower=1&loss=14&angle=60&aspect=-15&outputformat=json&raddatabase=PVGIS-SARAH3&pvtechchoice=crystSi&mountingplace=free&usehorizon=1
60 | 165 | 2 | 130.09 | 4.65 | https://re.jrc.ec.europa.eu/api/v5_3/PVcalc?lat=30.0444&lon=31.2357&peakpower=1&loss=14&angle=60&aspect=-15&outputformat=json&raddatabase=PVGIS-SARAH3&pvtechchoice=crystSi&mountingplace=free&usehorizon=1
60 | 165 | 3 | 145.75 | 4.7 | https://re.jrc.ec.europa.eu/api/v5_3/PVcalc?lat=30.0444&lon=31.2357&peakpower=1&loss=14&angle=60&aspect=-15&outputformat=json&raddatabase=PVGIS-SARAH3&pvtechchoice=crystSi&mountingplace=free&usehorizon=1
60 | 165 | 4 | 129.76 | 4.33 | https://re.jrc.ec.europa.eu/api/v5_3/PVcalc?lat=30.0444&lon=31.2357&peakpower=1&loss=14&angle=60&aspect=-15&outputformat=json&raddatabase=PVGIS-SARAH3&pvtechchoice=crystSi&mountingplace=free&usehorizon=1
60 | 165 | 5 | 118.1 | 3.81 | https://re.jrc.ec.europa.eu/api/v5_3/PVcalc?lat=30.0444&lon=31.2357&peakpower=1&loss=14&angle=60&aspect=-15&outputformat=json&raddatabase=PVGIS-SARAH3&pvtechchoice=crystSi&mountingplace=free&usehorizon=1
60 | 165 | 6 | 106.45 | 3.55 | https://re.jrc.ec.europa.eu/api/v5_3/PVcalc?lat=30.0444&lon=31.2357&peakpower=1&loss=14&angle=60&aspect=-15&outputformat=json&raddatabase=PVGIS-SARAH3&pvtechchoice=crystSi&mountingplace=free&usehorizon=1
60 | 165 | 7 | 113.29 | 3.65 | https://re.jrc.ec.europa.eu/api/v5_3/PVcalc?lat=30.0444&lon=31.2357&peakpower=1&loss=14&angle=60&aspect=-15&outputformat=json&raddatabase=PVGIS-SARAH3&pvtechchoice=crystSi&mountingplace=free&usehorizon=1
60 | 165 | 8 | 127.25 | 4.1 | https://re.jrc.ec.europa.eu/api/v5_3/PVcalc?lat=30.0444&lon=31.2357&peakpower=1&loss=14&angle=60&aspect=-15&outputformat=json&raddatabase=PVGIS-SARAH3&pvtechchoice=crystSi&mountingplace=free&usehorizon=1
60 | 165 | 9 | 138.58 | 4.62 | https://re.jrc.ec.europa.eu/api/v5_3/PVcalc?lat=30.0444&lon=31.2357&peakpower=1&loss=14&angle=60&aspect=-15&outputformat=json&raddatabase=PVGIS-SARAH3&pvtechchoice=crystSi&mountingplace=free&usehorizon=1
60 | 165 | 10 | 149.43 | 4.82 | https://re.jrc.ec.europa.eu/api/v5_3/PVcalc?lat=30.0444&lon=31.2357&peakpower=1&loss=14&angle=60&aspect=-15&outputformat=json&raddatabase=PVGIS-SARAH3&pvtechchoice=crystSi&mountingplace=free&usehorizon=1
60 | 165 | 11 | 144.57 | 4.82 | https://re.jrc.ec.europa.eu/api/v5_3/PVcalc?lat=30.0444&lon=31.2357&peakpower=1&loss=14&angle=60&aspect=-15&outputformat=json&raddatabase=PVGIS-SARAH3&pvtechchoice=crystSi&mountingplace=free&usehorizon=1
60 | 165 | 12 | 142.85 | 4.61 | https://re.jrc.ec.europa.eu/api/v5_3/PVcalc?lat=30.0444&lon=31.2357&peakpower=1&loss=14&angle=60&aspect=-15&outputformat=json&raddatabase=PVGIS-SARAH3&pvtechchoice=crystSi&mountingplace=free&usehorizon=1
60 | 180 | 1 | 143.08 | 4.62 | https://re.jrc.ec.europa.eu/api/v5_3/PVcalc?lat=30.0444&lon=31.2357&peakpower=1&loss=14&angle=60&aspect=0&outputformat=json&raddatabase=PVGIS-SARAH3&pvtechchoice=crystSi&mountingplace=free&usehorizon=1
60 | 180 | 2 | 131.96 | 4.71 | https://re.jrc.ec.europa.eu/api/v5_3/PVcalc?lat=30.0444&lon=31.2357&peakpower=1&loss=14&angle=60&aspect=0&outputformat=json&raddatabase=PVGIS-SARAH3&pvtechchoice=crystSi&mountingplace=free&usehorizon=1
60 | 180 | 3 | 148.7 | 4.8 | https://re.jrc.ec.europa.eu/api/v5_3/PVcalc?lat=30.0444&lon=31.2357&peakpower=1&loss=14&angle=60&aspect=0&outputformat=json&raddatabase=PVGIS-SARAH3&pvtechchoice=crystSi&mountingplace=free&usehorizon=1
60 | 180 | 4 | 130.69 | 4.36 | https://re.jrc.ec.europa.eu/api/v5_3/PVcalc?lat=30.0444&lon=31.2357&peakpower=1&loss=14&angle=60&aspect=0&outputformat=json&raddatabase=PVGIS-SARAH3&pvtechchoice=crystSi&mountingplace=free&usehorizon=1
60 | 180 | 5 | 116.44 | 3.76 | https://re.jrc.ec.europa.eu/api/v5_3/PVcalc?lat=30.0444&lon=31.2357&peakpower=1&loss=14&angle=60&aspect=0&outputformat=json&raddatabase=PVGIS-SARAH3&pvtechchoice=crystSi&mountingplace=free&usehorizon=1
60 | 180 | 6 | 103.91 | 3.46 | https://re.jrc.ec.europa.eu/api/v5_3/PVcalc?lat=30.0444&lon=31.2357&peakpower=1&loss=14&angle=60&aspect=0&outputformat=json&raddatabase=PVGIS-SARAH3&pvtechchoice=crystSi&mountingplace=free&usehorizon=1
60 | 180 | 7 | 111.58 | 3.6 | https://re.jrc.ec.europa.eu/api/v5_3/PVcalc?lat=30.0444&lon=31.2357&peakpower=1&loss=14&angle=60&aspect=0&outputformat=json&raddatabase=PVGIS-SARAH3&pvtechchoice=crystSi&mountingplace=free&usehorizon=1
60 | 180 | 8 | 127.63 | 4.12 | https://re.jrc.ec.europa.eu/api/v5_3/PVcalc?lat=30.0444&lon=31.2357&peakpower=1&loss=14&angle=60&aspect=0&outputformat=json&raddatabase=PVGIS-SARAH3&pvtechchoice=crystSi&mountingplace=free&usehorizon=1
60 | 180 | 9 | 141.82 | 4.73 | https://re.jrc.ec.europa.eu/api/v5_3/PVcalc?lat=30.0444&lon=31.2357&peakpower=1&loss=14&angle=60&aspect=0&outputformat=json&raddatabase=PVGIS-SARAH3&pvtechchoice=crystSi&mountingplace=free&usehorizon=1
60 | 180 | 10 | 153.02 | 4.94 | https://re.jrc.ec.europa.eu/api/v5_3/PVcalc?lat=30.0444&lon=31.2357&peakpower=1&loss=14&angle=60&aspect=0&outputformat=json&raddatabase=PVGIS-SARAH3&pvtechchoice=crystSi&mountingplace=free&usehorizon=1
60 | 180 | 11 | 147.64 | 4.92 | https://re.jrc.ec.europa.eu/api/v5_3/PVcalc?lat=30.0444&lon=31.2357&peakpower=1&loss=14&angle=60&aspect=0&outputformat=json&raddatabase=PVGIS-SARAH3&pvtechchoice=crystSi&mountingplace=free&usehorizon=1
60 | 180 | 12 | 145.58 | 4.7 | https://re.jrc.ec.europa.eu/api/v5_3/PVcalc?lat=30.0444&lon=31.2357&peakpower=1&loss=14&angle=60&aspect=0&outputformat=json&raddatabase=PVGIS-SARAH3&pvtechchoice=crystSi&mountingplace=free&usehorizon=1
60 | 195 | 1 | 139.39 | 4.5 | https://re.jrc.ec.europa.eu/api/v5_3/PVcalc?lat=30.0444&lon=31.2357&peakpower=1&loss=14&angle=60&aspect=15&outputformat=json&raddatabase=PVGIS-SARAH3&pvtechchoice=crystSi&mountingplace=free&usehorizon=1
60 | 195 | 2 | 128.64 | 4.59 | https://re.jrc.ec.europa.eu/api/v5_3/PVcalc?lat=30.0444&lon=31.2357&peakpower=1&loss=14&angle=60&aspect=15&outputformat=json&raddatabase=PVGIS-SARAH3&pvtechchoice=crystSi&mountingplace=free&usehorizon=1
60 | 195 | 3 | 147.61 | 4.76 | https://re.jrc.ec.europa.eu/api/v5_3/PVcalc?lat=30.0444&lon=31.2357&peakpower=1&loss=14&angle=60&aspect=15&outputformat=json&raddatabase=PVGIS-SARAH3&pvtechchoice=crystSi&mountingplace=free&usehorizon=1
60 | 195 | 4 | 131.84 | 4.39 | https://re.jrc.ec.europa.eu/api/v5_3/PVcalc?lat=30.0444&lon=31.2357&peakpower=1&loss=14&angle=60&aspect=15&outputformat=json&raddatabase=PVGIS-SARAH3&pvtechchoice=crystSi&mountingplace=free&usehorizon=1
60 | 195 | 5 | 118.86 | 3.83 | https://re.jrc.ec.europa.eu/api/v5_3/PVcalc?lat=30.0444&lon=31.2357&peakpower=1&loss=14&angle=60&aspect=15&outputformat=json&raddatabase=PVGIS-SARAH3&pvtechchoice=crystSi&mountingplace=free&usehorizon=1
60 | 195 | 6 | 107.25 | 3.58 | https://re.jrc.ec.europa.eu/api/v5_3/PVcalc?lat=30.0444&lon=31.2357&peakpower=1&loss=14&angle=60&aspect=15&outputformat=json&raddatabase=PVGIS-SARAH3&pvtechchoice=crystSi&mountingplace=free&usehorizon=1
60 | 195 | 7 | 115.04 | 3.71 | https://re.jrc.ec.europa.eu/api/v5_3/PVcalc?lat=30.0444&lon=31.2357&peakpower=1&loss=14&angle=60&aspect=15&outputformat=json&raddatabase=PVGIS-SARAH3&pvtechchoice=crystSi&mountingplace=free&usehorizon=1
60 | 195 | 8 | 130.3 | 4.2 | https://re.jrc.ec.europa.eu/api/v5_3/PVcalc?lat=30.0444&lon=31.2357&peakpower=1&loss=14&angle=60&aspect=15&outputformat=json&raddatabase=PVGIS-SARAH3&pvtechchoice=crystSi&mountingplace=free&usehorizon=1
60 | 195 | 9 | 142.43 | 4.75 | https://re.jrc.ec.europa.eu/api/v5_3/PVcalc?lat=30.0444&lon=31.2357&peakpower=1&loss=14&angle=60&aspect=15&outputformat=json&raddatabase=PVGIS-SARAH3&pvtechchoice=crystSi&mountingplace=free&usehorizon=1
60 | 195 | 10 | 150.62 | 4.86 | https://re.jrc.ec.europa.eu/api/v5_3/PVcalc?lat=30.0444&lon=31.2357&peakpower=1&loss=14&angle=60&aspect=15&outputformat=json&raddatabase=PVGIS-SARAH3&pvtechchoice=crystSi&mountingplace=free&usehorizon=1
60 | 195 | 11 | 144.11 | 4.8 | https://re.jrc.ec.europa.eu/api/v5_3/PVcalc?lat=30.0444&lon=31.2357&peakpower=1&loss=14&angle=60&aspect=15&outputformat=json&raddatabase=PVGIS-SARAH3&pvtechchoice=crystSi&mountingplace=free&usehorizon=1
60 | 195 | 12 | 141.7 | 4.57 | https://re.jrc.ec.europa.eu/api/v5_3/PVcalc?lat=30.0444&lon=31.2357&peakpower=1&loss=14&angle=60&aspect=15&outputformat=json&raddatabase=PVGIS-SARAH3&pvtechchoice=crystSi&mountingplace=free&usehorizon=1
60 | 210 | 1 | 129.7 | 4.18 | https://re.jrc.ec.europa.eu/api/v5_3/PVcalc?lat=30.0444&lon=31.2357&peakpower=1&loss=14&angle=60&aspect=30&outputformat=json&raddatabase=PVGIS-SARAH3&pvtechchoice=crystSi&mountingplace=free&usehorizon=1
60 | 210 | 2 | 121.12 | 4.33 | https://re.jrc.ec.europa.eu/api/v5_3/PVcalc?lat=30.0444&lon=31.2357&peakpower=1&loss=14&angle=60&aspect=30&outputformat=json&raddatabase=PVGIS-SARAH3&pvtechchoice=crystSi&mountingplace=free&usehorizon=1
60 | 210 | 3 | 143.39 | 4.63 | https://re.jrc.ec.europa.eu/api/v5_3/PVcalc?lat=30.0444&lon=31.2357&peakpower=1&loss=14&angle=60&aspect=30&outputformat=json&raddatabase=PVGIS-SARAH3&pvtechchoice=crystSi&mountingplace=free&usehorizon=1
60 | 210 | 4 | 132.27 | 4.41 | https://re.jrc.ec.europa.eu/api/v5_3/PVcalc?lat=30.0444&lon=31.2357&peakpower=1&loss=14&angle=60&aspect=30&outputformat=json&raddatabase=PVGIS-SARAH3&pvtechchoice=crystSi&mountingplace=free&usehorizon=1
60 | 210 | 5 | 123.73 | 3.99 | https://re.jrc.ec.europa.eu/api/v5_3/PVcalc?lat=30.0444&lon=31.2357&peakpower=1&loss=14&angle=60&aspect=30&outputformat=json&raddatabase=PVGIS-SARAH3&pvtechchoice=crystSi&mountingplace=free&usehorizon=1
60 | 210 | 6 | 115.42 | 3.85 | https://re.jrc.ec.europa.eu/api/v5_3/PVcalc?lat=30.0444&lon=31.2357&peakpower=1&loss=14&angle=60&aspect=30&outputformat=json&raddatabase=PVGIS-SARAH3&pvtechchoice=crystSi&mountingplace=free&usehorizon=1
60 | 210 | 7 | 122.96 | 3.97 | https://re.jrc.ec.europa.eu/api/v5_3/PVcalc?lat=30.0444&lon=31.2357&peakpower=1&loss=14&angle=60&aspect=30&outputformat=json&raddatabase=PVGIS-SARAH3&pvtechchoice=crystSi&mountingplace=free&usehorizon=1
60 | 210 | 8 | 134.04 | 4.32 | https://re.jrc.ec.europa.eu/api/v5_3/PVcalc?lat=30.0444&lon=31.2357&peakpower=1&loss=14&angle=60&aspect=30&outputformat=json&raddatabase=PVGIS-SARAH3&pvtechchoice=crystSi&mountingplace=free&usehorizon=1
60 | 210 | 9 | 140.57 | 4.69 | https://re.jrc.ec.europa.eu/api/v5_3/PVcalc?lat=30.0444&lon=31.2357&peakpower=1&loss=14&angle=60&aspect=30&outputformat=json&raddatabase=PVGIS-SARAH3&pvtechchoice=crystSi&mountingplace=free&usehorizon=1
60 | 210 | 10 | 143.4 | 4.63 | https://re.jrc.ec.europa.eu/api/v5_3/PVcalc?lat=30.0444&lon=31.2357&peakpower=1&loss=14&angle=60&aspect=30&outputformat=json&raddatabase=PVGIS-SARAH3&pvtechchoice=crystSi&mountingplace=free&usehorizon=1
60 | 210 | 11 | 134.62 | 4.49 | https://re.jrc.ec.europa.eu/api/v5_3/PVcalc?lat=30.0444&lon=31.2357&peakpower=1&loss=14&angle=60&aspect=30&outputformat=json&raddatabase=PVGIS-SARAH3&pvtechchoice=crystSi&mountingplace=free&usehorizon=1
60 | 210 | 12 | 131.58 | 4.24 | https://re.jrc.ec.europa.eu/api/v5_3/PVcalc?lat=30.0444&lon=31.2357&peakpower=1&loss=14&angle=60&aspect=30&outputformat=json&raddatabase=PVGIS-SARAH3&pvtechchoice=crystSi&mountingplace=free&usehorizon=1
60 | 225 | 1 | 115.82 | 3.74 | https://re.jrc.ec.europa.eu/api/v5_3/PVcalc?lat=30.0444&lon=31.2357&peakpower=1&loss=14&angle=60&aspect=45&outputformat=json&raddatabase=PVGIS-SARAH3&pvtechchoice=crystSi&mountingplace=free&usehorizon=1
60 | 225 | 2 | 111.29 | 3.97 | https://re.jrc.ec.europa.eu/api/v5_3/PVcalc?lat=30.0444&lon=31.2357&peakpower=1&loss=14&angle=60&aspect=45&outputformat=json&raddatabase=PVGIS-SARAH3&pvtechchoice=crystSi&mountingplace=free&usehorizon=1
60 | 225 | 3 | 137.44 | 4.43 | https://re.jrc.ec.europa.eu/api/v5_3/PVcalc?lat=30.0444&lon=31.2357&peakpower=1&loss=14&angle=60&aspect=45&outputformat=json&raddatabase=PVGIS-SARAH3&pvtechchoice=crystSi&mountingplace=free&usehorizon=1
60 | 225 | 4 | 131.77 | 4.39 | https://re.jrc.ec.europa.eu/api/v5_3/PVcalc?lat=30.0444&lon=31.2357&peakpower=1&loss=14&angle=60&aspect=45&outputformat=json&raddatabase=PVGIS-SARAH3&pvtechchoice=crystSi&mountingplace=free&usehorizon=1
60 | 225 | 5 | 128.37 | 4.14 | https://re.jrc.ec.europa.eu/api/v5_3/PVcalc?lat=30.0444&lon=31.2357&peakpower=1&loss=14&angle=60&aspect=45&outputformat=json&raddatabase=PVGIS-SARAH3&pvtechchoice=crystSi&mountingplace=free&usehorizon=1
60 | 225 | 6 | 123.91 | 4.13 | https://re.jrc.ec.europa.eu/api/v5_3/PVcalc?lat=30.0444&lon=31.2357&peakpower=1&loss=14&angle=60&aspect=45&outputformat=json&raddatabase=PVGIS-SARAH3&pvtechchoice=crystSi&mountingplace=free&usehorizon=1
60 | 225 | 7 | 130.78 | 4.22 | https://re.jrc.ec.europa.eu/api/v5_3/PVcalc?lat=30.0444&lon=31.2357&peakpower=1&loss=14&angle=60&aspect=45&outputformat=json&raddatabase=PVGIS-SARAH3&pvtechchoice=crystSi&mountingplace=free&usehorizon=1
60 | 225 | 8 | 136.83 | 4.41 | https://re.jrc.ec.europa.eu/api/v5_3/PVcalc?lat=30.0444&lon=31.2357&peakpower=1&loss=14&angle=60&aspect=45&outputformat=json&raddatabase=PVGIS-SARAH3&pvtechchoice=crystSi&mountingplace=free&usehorizon=1
60 | 225 | 9 | 137.09 | 4.57 | https://re.jrc.ec.europa.eu/api/v5_3/PVcalc?lat=30.0444&lon=31.2357&peakpower=1&loss=14&angle=60&aspect=45&outputformat=json&raddatabase=PVGIS-SARAH3&pvtechchoice=crystSi&mountingplace=free&usehorizon=1
60 | 225 | 10 | 133.67 | 4.31 | https://re.jrc.ec.europa.eu/api/v5_3/PVcalc?lat=30.0444&lon=31.2357&peakpower=1&loss=14&angle=60&aspect=45&outputformat=json&raddatabase=PVGIS-SARAH3&pvtechchoice=crystSi&mountingplace=free&usehorizon=1
60 | 225 | 11 | 121.49 | 4.05 | https://re.jrc.ec.europa.eu/api/v5_3/PVcalc?lat=30.0444&lon=31.2357&peakpower=1&loss=14&angle=60&aspect=45&outputformat=json&raddatabase=PVGIS-SARAH3&pvtechchoice=crystSi&mountingplace=free&usehorizon=1
60 | 225 | 12 | 116.91 | 3.77 | https://re.jrc.ec.europa.eu/api/v5_3/PVcalc?lat=30.0444&lon=31.2357&peakpower=1&loss=14&angle=60&aspect=45&outputformat=json&raddatabase=PVGIS-SARAH3&pvtechchoice=crystSi&mountingplace=free&usehorizon=1
60 | 240 | 1 | 100.31 | 3.24 | https://re.jrc.ec.europa.eu/api/v5_3/PVcalc?lat=30.0444&lon=31.2357&peakpower=1&loss=14&angle=60&aspect=60&outputformat=json&raddatabase=PVGIS-SARAH3&pvtechchoice=crystSi&mountingplace=free&usehorizon=1
60 | 240 | 2 | 100.26 | 3.58 | https://re.jrc.ec.europa.eu/api/v5_3/PVcalc?lat=30.0444&lon=31.2357&peakpower=1&loss=14&angle=60&aspect=60&outputformat=json&raddatabase=PVGIS-SARAH3&pvtechchoice=crystSi&mountingplace=free&usehorizon=1
60 | 240 | 3 | 129.89 | 4.19 | https://re.jrc.ec.europa.eu/api/v5_3/PVcalc?lat=30.0444&lon=31.2357&peakpower=1&loss=14&angle=60&aspect=60&outputformat=json&raddatabase=PVGIS-SARAH3&pvtechchoice=crystSi&mountingplace=free&usehorizon=1
60 | 240 | 4 | 129.86 | 4.33 | https://re.jrc.ec.europa.eu/api/v5_3/PVcalc?lat=30.0444&lon=31.2357&peakpower=1&loss=14&angle=60&aspect=60&outputformat=json&raddatabase=PVGIS-SARAH3&pvtechchoice=crystSi&mountingplace=free&usehorizon=1
60 | 240 | 5 | 131.88 | 4.25 | https://re.jrc.ec.europa.eu/api/v5_3/PVcalc?lat=30.0444&lon=31.2357&peakpower=1&loss=14&angle=60&aspect=60&outputformat=json&raddatabase=PVGIS-SARAH3&pvtechchoice=crystSi&mountingplace=free&usehorizon=1
60 | 240 | 6 | 131.24 | 4.37 | https://re.jrc.ec.europa.eu/api/v5_3/PVcalc?lat=30.0444&lon=31.2357&peakpower=1&loss=14&angle=60&aspect=60&outputformat=json&raddatabase=PVGIS-SARAH3&pvtechchoice=crystSi&mountingplace=free&usehorizon=1
60 | 240 | 7 | 137.29 | 4.43 | https://re.jrc.ec.europa.eu/api/v5_3/PVcalc?lat=30.0444&lon=31.2357&peakpower=1&loss=14&angle=60&aspect=60&outputformat=json&raddatabase=PVGIS-SARAH3&pvtechchoice=crystSi&mountingplace=free&usehorizon=1
60 | 240 | 8 | 138.16 | 4.46 | https://re.jrc.ec.europa.eu/api/v5_3/PVcalc?lat=30.0444&lon=31.2357&peakpower=1&loss=14&angle=60&aspect=60&outputformat=json&raddatabase=PVGIS-SARAH3&pvtechchoice=crystSi&mountingplace=free&usehorizon=1
60 | 240 | 9 | 131.6 | 4.39 | https://re.jrc.ec.europa.eu/api/v5_3/PVcalc?lat=30.0444&lon=31.2357&peakpower=1&loss=14&angle=60&aspect=60&outputformat=json&raddatabase=PVGIS-SARAH3&pvtechchoice=crystSi&mountingplace=free&usehorizon=1
60 | 240 | 10 | 122.32 | 3.95 | https://re.jrc.ec.europa.eu/api/v5_3/PVcalc?lat=30.0444&lon=31.2357&peakpower=1&loss=14&angle=60&aspect=60&outputformat=json&raddatabase=PVGIS-SARAH3&pvtechchoice=crystSi&mountingplace=free&usehorizon=1
60 | 240 | 11 | 106.75 | 3.56 | https://re.jrc.ec.europa.eu/api/v5_3/PVcalc?lat=30.0444&lon=31.2357&peakpower=1&loss=14&angle=60&aspect=60&outputformat=json&raddatabase=PVGIS-SARAH3&pvtechchoice=crystSi&mountingplace=free&usehorizon=1
60 | 240 | 12 | 100.26 | 3.23 | https://re.jrc.ec.europa.eu/api/v5_3/PVcalc?lat=30.0444&lon=31.2357&peakpower=1&loss=14&angle=60&aspect=60&outputformat=json&raddatabase=PVGIS-SARAH3&pvtechchoice=crystSi&mountingplace=free&usehorizon=1
60 | 255 | 1 | 84.19 | 2.72 | https://re.jrc.ec.europa.eu/api/v5_3/PVcalc?lat=30.0444&lon=31.2357&peakpower=1&loss=14&angle=60&aspect=75&outputformat=json&raddatabase=PVGIS-SARAH3&pvtechchoice=crystSi&mountingplace=free&usehorizon=1
60 | 255 | 2 | 88.27 | 3.15 | https://re.jrc.ec.europa.eu/api/v5_3/PVcalc?lat=30.0444&lon=31.2357&peakpower=1&loss=14&angle=60&aspect=75&outputformat=json&raddatabase=PVGIS-SARAH3&pvtechchoice=crystSi&mountingplace=free&usehorizon=1
60 | 255 | 3 | 120.43 | 3.88 | https://re.jrc.ec.europa.eu/api/v5_3/PVcalc?lat=30.0444&lon=31.2357&peakpower=1&loss=14&angle=60&aspect=75&outputformat=json&raddatabase=PVGIS-SARAH3&pvtechchoice=crystSi&mountingplace=free&usehorizon=1
60 | 255 | 4 | 126 | 4.2 | https://re.jrc.ec.europa.eu/api/v5_3/PVcalc?lat=30.0444&lon=31.2357&peakpower=1&loss=14&angle=60&aspect=75&outputformat=json&raddatabase=PVGIS-SARAH3&pvtechchoice=crystSi&mountingplace=free&usehorizon=1
60 | 255 | 5 | 133.1 | 4.29 | https://re.jrc.ec.europa.eu/api/v5_3/PVcalc?lat=30.0444&lon=31.2357&peakpower=1&loss=14&angle=60&aspect=75&outputformat=json&raddatabase=PVGIS-SARAH3&pvtechchoice=crystSi&mountingplace=free&usehorizon=1
60 | 255 | 6 | 135.73 | 4.52 | https://re.jrc.ec.europa.eu/api/v5_3/PVcalc?lat=30.0444&lon=31.2357&peakpower=1&loss=14&angle=60&aspect=75&outputformat=json&raddatabase=PVGIS-SARAH3&pvtechchoice=crystSi&mountingplace=free&usehorizon=1
60 | 255 | 7 | 140.74 | 4.54 | https://re.jrc.ec.europa.eu/api/v5_3/PVcalc?lat=30.0444&lon=31.2357&peakpower=1&loss=14&angle=60&aspect=75&outputformat=json&raddatabase=PVGIS-SARAH3&pvtechchoice=crystSi&mountingplace=free&usehorizon=1
60 | 255 | 8 | 136.7 | 4.41 | https://re.jrc.ec.europa.eu/api/v5_3/PVcalc?lat=30.0444&lon=31.2357&peakpower=1&loss=14&angle=60&aspect=75&outputformat=json&raddatabase=PVGIS-SARAH3&pvtechchoice=crystSi&mountingplace=free&usehorizon=1
60 | 255 | 9 | 124.44 | 4.15 | https://re.jrc.ec.europa.eu/api/v5_3/PVcalc?lat=30.0444&lon=31.2357&peakpower=1&loss=14&angle=60&aspect=75&outputformat=json&raddatabase=PVGIS-SARAH3&pvtechchoice=crystSi&mountingplace=free&usehorizon=1
60 | 255 | 10 | 109.83 | 3.54 | https://re.jrc.ec.europa.eu/api/v5_3/PVcalc?lat=30.0444&lon=31.2357&peakpower=1&loss=14&angle=60&aspect=75&outputformat=json&raddatabase=PVGIS-SARAH3&pvtechchoice=crystSi&mountingplace=free&usehorizon=1
60 | 255 | 11 | 91.16 | 3.04 | https://re.jrc.ec.europa.eu/api/v5_3/PVcalc?lat=30.0444&lon=31.2357&peakpower=1&loss=14&angle=60&aspect=75&outputformat=json&raddatabase=PVGIS-SARAH3&pvtechchoice=crystSi&mountingplace=free&usehorizon=1
60 | 255 | 12 | 83.07 | 2.68 | https://re.jrc.ec.europa.eu/api/v5_3/PVcalc?lat=30.0444&lon=31.2357&peakpower=1&loss=14&angle=60&aspect=75&outputformat=json&raddatabase=PVGIS-SARAH3&pvtechchoice=crystSi&mountingplace=free&usehorizon=1
60 | 270 | 1 | 68.27 | 2.2 | https://re.jrc.ec.europa.eu/api/v5_3/PVcalc?lat=30.0444&lon=31.2357&peakpower=1&loss=14&angle=60&aspect=90&outputformat=json&raddatabase=PVGIS-SARAH3&pvtechchoice=crystSi&mountingplace=free&usehorizon=1
60 | 270 | 2 | 75.98 | 2.71 | https://re.jrc.ec.europa.eu/api/v5_3/PVcalc?lat=30.0444&lon=31.2357&peakpower=1&loss=14&angle=60&aspect=90&outputformat=json&raddatabase=PVGIS-SARAH3&pvtechchoice=crystSi&mountingplace=free&usehorizon=1
60 | 270 | 3 | 109.46 | 3.53 | https://re.jrc.ec.europa.eu/api/v5_3/PVcalc?lat=30.0444&lon=31.2357&peakpower=1&loss=14&angle=60&aspect=90&outputformat=json&raddatabase=PVGIS-SARAH3&pvtechchoice=crystSi&mountingplace=free&usehorizon=1
60 | 270 | 4 | 119.84 | 3.99 | https://re.jrc.ec.europa.eu/api/v5_3/PVcalc?lat=30.0444&lon=31.2357&peakpower=1&loss=14&angle=60&aspect=90&outputformat=json&raddatabase=PVGIS-SARAH3&pvtechchoice=crystSi&mountingplace=free&usehorizon=1
60 | 270 | 5 | 131.7 | 4.25 | https://re.jrc.ec.europa.eu/api/v5_3/PVcalc?lat=30.0444&lon=31.2357&peakpower=1&loss=14&angle=60&aspect=90&outputformat=json&raddatabase=PVGIS-SARAH3&pvtechchoice=crystSi&mountingplace=free&usehorizon=1
60 | 270 | 6 | 137.27 | 4.58 | https://re.jrc.ec.europa.eu/api/v5_3/PVcalc?lat=30.0444&lon=31.2357&peakpower=1&loss=14&angle=60&aspect=90&outputformat=json&raddatabase=PVGIS-SARAH3&pvtechchoice=crystSi&mountingplace=free&usehorizon=1
60 | 270 | 7 | 141.15 | 4.55 | https://re.jrc.ec.europa.eu/api/v5_3/PVcalc?lat=30.0444&lon=31.2357&peakpower=1&loss=14&angle=60&aspect=90&outputformat=json&raddatabase=PVGIS-SARAH3&pvtechchoice=crystSi&mountingplace=free&usehorizon=1
60 | 270 | 8 | 132.38 | 4.27 | https://re.jrc.ec.europa.eu/api/v5_3/PVcalc?lat=30.0444&lon=31.2357&peakpower=1&loss=14&angle=60&aspect=90&outputformat=json&raddatabase=PVGIS-SARAH3&pvtechchoice=crystSi&mountingplace=free&usehorizon=1
60 | 270 | 9 | 114.61 | 3.82 | https://re.jrc.ec.europa.eu/api/v5_3/PVcalc?lat=30.0444&lon=31.2357&peakpower=1&loss=14&angle=60&aspect=90&outputformat=json&raddatabase=PVGIS-SARAH3&pvtechchoice=crystSi&mountingplace=free&usehorizon=1
60 | 270 | 10 | 95.46 | 3.08 | https://re.jrc.ec.europa.eu/api/v5_3/PVcalc?lat=30.0444&lon=31.2357&peakpower=1&loss=14&angle=60&aspect=90&outputformat=json&raddatabase=PVGIS-SARAH3&pvtechchoice=crystSi&mountingplace=free&usehorizon=1
60 | 270 | 11 | 74.8 | 2.49 | https://re.jrc.ec.europa.eu/api/v5_3/PVcalc?lat=30.0444&lon=31.2357&peakpower=1&loss=14&angle=60&aspect=90&outputformat=json&raddatabase=PVGIS-SARAH3&pvtechchoice=crystSi&mountingplace=free&usehorizon=1
60 | 270 | 12 | 66 | 2.13 | https://re.jrc.ec.europa.eu/api/v5_3/PVcalc?lat=30.0444&lon=31.2357&peakpower=1&loss=14&angle=60&aspect=90&outputformat=json&raddatabase=PVGIS-SARAH3&pvtechchoice=crystSi&mountingplace=free&usehorizon=1
60 | 285 | 1 | 52.67 | 1.7 | https://re.jrc.ec.europa.eu/api/v5_3/PVcalc?lat=30.0444&lon=31.2357&peakpower=1&loss=14&angle=60&aspect=105&outputformat=json&raddatabase=PVGIS-SARAH3&pvtechchoice=crystSi&mountingplace=free&usehorizon=1
60 | 285 | 2 | 62.93 | 2.25 | https://re.jrc.ec.europa.eu/api/v5_3/PVcalc?lat=30.0444&lon=31.2357&peakpower=1&loss=14&angle=60&aspect=105&outputformat=json&raddatabase=PVGIS-SARAH3&pvtechchoice=crystSi&mountingplace=free&usehorizon=1
60 | 285 | 3 | 96.55 | 3.11 | https://re.jrc.ec.europa.eu/api/v5_3/PVcalc?lat=30.0444&lon=31.2357&peakpower=1&loss=14&angle=60&aspect=105&outputformat=json&raddatabase=PVGIS-SARAH3&pvtechchoice=crystSi&mountingplace=free&usehorizon=1
60 | 285 | 4 | 111.76 | 3.73 | https://re.jrc.ec.europa.eu/api/v5_3/PVcalc?lat=30.0444&lon=31.2357&peakpower=1&loss=14&angle=60&aspect=105&outputformat=json&raddatabase=PVGIS-SARAH3&pvtechchoice=crystSi&mountingplace=free&usehorizon=1
60 | 285 | 5 | 127.72 | 4.12 | https://re.jrc.ec.europa.eu/api/v5_3/PVcalc?lat=30.0444&lon=31.2357&peakpower=1&loss=14&angle=60&aspect=105&outputformat=json&raddatabase=PVGIS-SARAH3&pvtechchoice=crystSi&mountingplace=free&usehorizon=1
60 | 285 | 6 | 135.79 | 4.53 | https://re.jrc.ec.europa.eu/api/v5_3/PVcalc?lat=30.0444&lon=31.2357&peakpower=1&loss=14&angle=60&aspect=105&outputformat=json&raddatabase=PVGIS-SARAH3&pvtechchoice=crystSi&mountingplace=free&usehorizon=1
60 | 285 | 7 | 138.43 | 4.47 | https://re.jrc.ec.europa.eu/api/v5_3/PVcalc?lat=30.0444&lon=31.2357&peakpower=1&loss=14&angle=60&aspect=105&outputformat=json&raddatabase=PVGIS-SARAH3&pvtechchoice=crystSi&mountingplace=free&usehorizon=1
60 | 285 | 8 | 125.35 | 4.04 | https://re.jrc.ec.europa.eu/api/v5_3/PVcalc?lat=30.0444&lon=31.2357&peakpower=1&loss=14&angle=60&aspect=105&outputformat=json&raddatabase=PVGIS-SARAH3&pvtechchoice=crystSi&mountingplace=free&usehorizon=1
60 | 285 | 9 | 103.09 | 3.44 | https://re.jrc.ec.europa.eu/api/v5_3/PVcalc?lat=30.0444&lon=31.2357&peakpower=1&loss=14&angle=60&aspect=105&outputformat=json&raddatabase=PVGIS-SARAH3&pvtechchoice=crystSi&mountingplace=free&usehorizon=1
60 | 285 | 10 | 80.44 | 2.59 | https://re.jrc.ec.europa.eu/api/v5_3/PVcalc?lat=30.0444&lon=31.2357&peakpower=1&loss=14&angle=60&aspect=105&outputformat=json&raddatabase=PVGIS-SARAH3&pvtechchoice=crystSi&mountingplace=free&usehorizon=1
60 | 285 | 11 | 58.38 | 1.95 | https://re.jrc.ec.europa.eu/api/v5_3/PVcalc?lat=30.0444&lon=31.2357&peakpower=1&loss=14&angle=60&aspect=105&outputformat=json&raddatabase=PVGIS-SARAH3&pvtechchoice=crystSi&mountingplace=free&usehorizon=1
60 | 285 | 12 | 49.45 | 1.6 | https://re.jrc.ec.europa.eu/api/v5_3/PVcalc?lat=30.0444&lon=31.2357&peakpower=1&loss=14&angle=60&aspect=105&outputformat=json&raddatabase=PVGIS-SARAH3&pvtechchoice=crystSi&mountingplace=free&usehorizon=1
60 | 300 | 1 | 38.04 | 1.23 | https://re.jrc.ec.europa.eu/api/v5_3/PVcalc?lat=30.0444&lon=31.2357&peakpower=1&loss=14&angle=60&aspect=120&outputformat=json&raddatabase=PVGIS-SARAH3&pvtechchoice=crystSi&mountingplace=free&usehorizon=1
60 | 300 | 2 | 49.91 | 1.78 | https://re.jrc.ec.europa.eu/api/v5_3/PVcalc?lat=30.0444&lon=31.2357&peakpower=1&loss=14&angle=60&aspect=120&outputformat=json&raddatabase=PVGIS-SARAH3&pvtechchoice=crystSi&mountingplace=free&usehorizon=1
60 | 300 | 3 | 82.11 | 2.65 | https://re.jrc.ec.europa.eu/api/v5_3/PVcalc?lat=30.0444&lon=31.2357&peakpower=1&loss=14&angle=60&aspect=120&outputformat=json&raddatabase=PVGIS-SARAH3&pvtechchoice=crystSi&mountingplace=free&usehorizon=1
60 | 300 | 4 | 101.44 | 3.38 | https://re.jrc.ec.europa.eu/api/v5_3/PVcalc?lat=30.0444&lon=31.2357&peakpower=1&loss=14&angle=60&aspect=120&outputformat=json&raddatabase=PVGIS-SARAH3&pvtechchoice=crystSi&mountingplace=free&usehorizon=1
60 | 300 | 5 | 121.26 | 3.91 | https://re.jrc.ec.europa.eu/api/v5_3/PVcalc?lat=30.0444&lon=31.2357&peakpower=1&loss=14&angle=60&aspect=120&outputformat=json&raddatabase=PVGIS-SARAH3&pvtechchoice=crystSi&mountingplace=free&usehorizon=1
60 | 300 | 6 | 131.37 | 4.38 | https://re.jrc.ec.europa.eu/api/v5_3/PVcalc?lat=30.0444&lon=31.2357&peakpower=1&loss=14&angle=60&aspect=120&outputformat=json&raddatabase=PVGIS-SARAH3&pvtechchoice=crystSi&mountingplace=free&usehorizon=1
60 | 300 | 7 | 132.63 | 4.28 | https://re.jrc.ec.europa.eu/api/v5_3/PVcalc?lat=30.0444&lon=31.2357&peakpower=1&loss=14&angle=60&aspect=120&outputformat=json&raddatabase=PVGIS-SARAH3&pvtechchoice=crystSi&mountingplace=free&usehorizon=1
60 | 300 | 8 | 115.45 | 3.72 | https://re.jrc.ec.europa.eu/api/v5_3/PVcalc?lat=30.0444&lon=31.2357&peakpower=1&loss=14&angle=60&aspect=120&outputformat=json&raddatabase=PVGIS-SARAH3&pvtechchoice=crystSi&mountingplace=free&usehorizon=1
60 | 300 | 9 | 89.18 | 2.97 | https://re.jrc.ec.europa.eu/api/v5_3/PVcalc?lat=30.0444&lon=31.2357&peakpower=1&loss=14&angle=60&aspect=120&outputformat=json&raddatabase=PVGIS-SARAH3&pvtechchoice=crystSi&mountingplace=free&usehorizon=1
60 | 300 | 10 | 64.14 | 2.07 | https://re.jrc.ec.europa.eu/api/v5_3/PVcalc?lat=30.0444&lon=31.2357&peakpower=1&loss=14&angle=60&aspect=120&outputformat=json&raddatabase=PVGIS-SARAH3&pvtechchoice=crystSi&mountingplace=free&usehorizon=1
60 | 300 | 11 | 42.66 | 1.42 | https://re.jrc.ec.europa.eu/api/v5_3/PVcalc?lat=30.0444&lon=31.2357&peakpower=1&loss=14&angle=60&aspect=120&outputformat=json&raddatabase=PVGIS-SARAH3&pvtechchoice=crystSi&mountingplace=free&usehorizon=1
60 | 300 | 12 | 34.5 | 1.11 | https://re.jrc.ec.europa.eu/api/v5_3/PVcalc?lat=30.0444&lon=31.2357&peakpower=1&loss=14&angle=60&aspect=120&outputformat=json&raddatabase=PVGIS-SARAH3&pvtechchoice=crystSi&mountingplace=free&usehorizon=1
60 | 315 | 1 | 25.98 | 0.84 | https://re.jrc.ec.europa.eu/api/v5_3/PVcalc?lat=30.0444&lon=31.2357&peakpower=1&loss=14&angle=60&aspect=135&outputformat=json&raddatabase=PVGIS-SARAH3&pvtechchoice=crystSi&mountingplace=free&usehorizon=1
60 | 315 | 2 | 37.32 | 1.33 | https://re.jrc.ec.europa.eu/api/v5_3/PVcalc?lat=30.0444&lon=31.2357&peakpower=1&loss=14&angle=60&aspect=135&outputformat=json&raddatabase=PVGIS-SARAH3&pvtechchoice=crystSi&mountingplace=free&usehorizon=1
60 | 315 | 3 | 66.53 | 2.15 | https://re.jrc.ec.europa.eu/api/v5_3/PVcalc?lat=30.0444&lon=31.2357&peakpower=1&loss=14&angle=60&aspect=135&outputformat=json&raddatabase=PVGIS-SARAH3&pvtechchoice=crystSi&mountingplace=free&usehorizon=1
60 | 315 | 4 | 89.15 | 2.97 | https://re.jrc.ec.europa.eu/api/v5_3/PVcalc?lat=30.0444&lon=31.2357&peakpower=1&loss=14&angle=60&aspect=135&outputformat=json&raddatabase=PVGIS-SARAH3&pvtechchoice=crystSi&mountingplace=free&usehorizon=1
60 | 315 | 5 | 112.59 | 3.63 | https://re.jrc.ec.europa.eu/api/v5_3/PVcalc?lat=30.0444&lon=31.2357&peakpower=1&loss=14&angle=60&aspect=135&outputformat=json&raddatabase=PVGIS-SARAH3&pvtechchoice=crystSi&mountingplace=free&usehorizon=1
60 | 315 | 6 | 124.29 | 4.14 | https://re.jrc.ec.europa.eu/api/v5_3/PVcalc?lat=30.0444&lon=31.2357&peakpower=1&loss=14&angle=60&aspect=135&outputformat=json&raddatabase=PVGIS-SARAH3&pvtechchoice=crystSi&mountingplace=free&usehorizon=1
60 | 315 | 7 | 124.11 | 4 | https://re.jrc.ec.europa.eu/api/v5_3/PVcalc?lat=30.0444&lon=31.2357&peakpower=1&loss=14&angle=60&aspect=135&outputformat=json&raddatabase=PVGIS-SARAH3&pvtechchoice=crystSi&mountingplace=free&usehorizon=1
60 | 315 | 8 | 102.91 | 3.32 | https://re.jrc.ec.europa.eu/api/v5_3/PVcalc?lat=30.0444&lon=31.2357&peakpower=1&loss=14&angle=60&aspect=135&outputformat=json&raddatabase=PVGIS-SARAH3&pvtechchoice=crystSi&mountingplace=free&usehorizon=1
60 | 315 | 9 | 73.46 | 2.45 | https://re.jrc.ec.europa.eu/api/v5_3/PVcalc?lat=30.0444&lon=31.2357&peakpower=1&loss=14&angle=60&aspect=135&outputformat=json&raddatabase=PVGIS-SARAH3&pvtechchoice=crystSi&mountingplace=free&usehorizon=1
60 | 315 | 10 | 47.86 | 1.54 | https://re.jrc.ec.europa.eu/api/v5_3/PVcalc?lat=30.0444&lon=31.2357&peakpower=1&loss=14&angle=60&aspect=135&outputformat=json&raddatabase=PVGIS-SARAH3&pvtechchoice=crystSi&mountingplace=free&usehorizon=1
60 | 315 | 11 | 28.66 | 0.96 | https://re.jrc.ec.europa.eu/api/v5_3/PVcalc?lat=30.0444&lon=31.2357&peakpower=1&loss=14&angle=60&aspect=135&outputformat=json&raddatabase=PVGIS-SARAH3&pvtechchoice=crystSi&mountingplace=free&usehorizon=1
60 | 315 | 12 | 22.81 | 0.74 | https://re.jrc.ec.europa.eu/api/v5_3/PVcalc?lat=30.0444&lon=31.2357&peakpower=1&loss=14&angle=60&aspect=135&outputformat=json&raddatabase=PVGIS-SARAH3&pvtechchoice=crystSi&mountingplace=free&usehorizon=1
60 | 330 | 1 | 19.35 | 0.62 | https://re.jrc.ec.europa.eu/api/v5_3/PVcalc?lat=30.0444&lon=31.2357&peakpower=1&loss=14&angle=60&aspect=150&outputformat=json&raddatabase=PVGIS-SARAH3&pvtechchoice=crystSi&mountingplace=free&usehorizon=1
60 | 330 | 2 | 26.82 | 0.96 | https://re.jrc.ec.europa.eu/api/v5_3/PVcalc?lat=30.0444&lon=31.2357&peakpower=1&loss=14&angle=60&aspect=150&outputformat=json&raddatabase=PVGIS-SARAH3&pvtechchoice=crystSi&mountingplace=free&usehorizon=1
60 | 330 | 3 | 50.46 | 1.63 | https://re.jrc.ec.europa.eu/api/v5_3/PVcalc?lat=30.0444&lon=31.2357&peakpower=1&loss=14&angle=60&aspect=150&outputformat=json&raddatabase=PVGIS-SARAH3&pvtechchoice=crystSi&mountingplace=free&usehorizon=1
60 | 330 | 4 | 75.47 | 2.52 | https://re.jrc.ec.europa.eu/api/v5_3/PVcalc?lat=30.0444&lon=31.2357&peakpower=1&loss=14&angle=60&aspect=150&outputformat=json&raddatabase=PVGIS-SARAH3&pvtechchoice=crystSi&mountingplace=free&usehorizon=1
60 | 330 | 5 | 102.84 | 3.32 | https://re.jrc.ec.europa.eu/api/v5_3/PVcalc?lat=30.0444&lon=31.2357&peakpower=1&loss=14&angle=60&aspect=150&outputformat=json&raddatabase=PVGIS-SARAH3&pvtechchoice=crystSi&mountingplace=free&usehorizon=1
60 | 330 | 6 | 116.77 | 3.89 | https://re.jrc.ec.europa.eu/api/v5_3/PVcalc?lat=30.0444&lon=31.2357&peakpower=1&loss=14&angle=60&aspect=150&outputformat=json&raddatabase=PVGIS-SARAH3&pvtechchoice=crystSi&mountingplace=free&usehorizon=1
60 | 330 | 7 | 114.42 | 3.69 | https://re.jrc.ec.europa.eu/api/v5_3/PVcalc?lat=30.0444&lon=31.2357&peakpower=1&loss=14&angle=60&aspect=150&outputformat=json&raddatabase=PVGIS-SARAH3&pvtechchoice=crystSi&mountingplace=free&usehorizon=1
60 | 330 | 8 | 88.51 | 2.86 | https://re.jrc.ec.europa.eu/api/v5_3/PVcalc?lat=30.0444&lon=31.2357&peakpower=1&loss=14&angle=60&aspect=150&outputformat=json&raddatabase=PVGIS-SARAH3&pvtechchoice=crystSi&mountingplace=free&usehorizon=1
60 | 330 | 9 | 56.59 | 1.89 | https://re.jrc.ec.europa.eu/api/v5_3/PVcalc?lat=30.0444&lon=31.2357&peakpower=1&loss=14&angle=60&aspect=150&outputformat=json&raddatabase=PVGIS-SARAH3&pvtechchoice=crystSi&mountingplace=free&usehorizon=1
60 | 330 | 10 | 32.77 | 1.06 | https://re.jrc.ec.europa.eu/api/v5_3/PVcalc?lat=30.0444&lon=31.2357&peakpower=1&loss=14&angle=60&aspect=150&outputformat=json&raddatabase=PVGIS-SARAH3&pvtechchoice=crystSi&mountingplace=free&usehorizon=1
60 | 330 | 11 | 19.58 | 0.65 | https://re.jrc.ec.europa.eu/api/v5_3/PVcalc?lat=30.0444&lon=31.2357&peakpower=1&loss=14&angle=60&aspect=150&outputformat=json&raddatabase=PVGIS-SARAH3&pvtechchoice=crystSi&mountingplace=free&usehorizon=1
60 | 330 | 12 | 17.53 | 0.57 | https://re.jrc.ec.europa.eu/api/v5_3/PVcalc?lat=30.0444&lon=31.2357&peakpower=1&loss=14&angle=60&aspect=150&outputformat=json&raddatabase=PVGIS-SARAH3&pvtechchoice=crystSi&mountingplace=free&usehorizon=1
60 | 345 | 1 | 18.73 | 0.6 | https://re.jrc.ec.europa.eu/api/v5_3/PVcalc?lat=30.0444&lon=31.2357&peakpower=1&loss=14&angle=60&aspect=165&outputformat=json&raddatabase=PVGIS-SARAH3&pvtechchoice=crystSi&mountingplace=free&usehorizon=1
60 | 345 | 2 | 21.96 | 0.78 | https://re.jrc.ec.europa.eu/api/v5_3/PVcalc?lat=30.0444&lon=31.2357&peakpower=1&loss=14&angle=60&aspect=165&outputformat=json&raddatabase=PVGIS-SARAH3&pvtechchoice=crystSi&mountingplace=free&usehorizon=1
60 | 345 | 3 | 35.87 | 1.16 | https://re.jrc.ec.europa.eu/api/v5_3/PVcalc?lat=30.0444&lon=31.2357&peakpower=1&loss=14&angle=60&aspect=165&outputformat=json&raddatabase=PVGIS-SARAH3&pvtechchoice=crystSi&mountingplace=free&usehorizon=1
60 | 345 | 4 | 61.95 | 2.07 | https://re.jrc.ec.europa.eu/api/v5_3/PVcalc?lat=30.0444&lon=31.2357&peakpower=1&loss=14&angle=60&aspect=165&outputformat=json&raddatabase=PVGIS-SARAH3&pvtechchoice=crystSi&mountingplace=free&usehorizon=1
60 | 345 | 5 | 97.06 | 3.13 | https://re.jrc.ec.europa.eu/api/v5_3/PVcalc?lat=30.0444&lon=31.2357&peakpower=1&loss=14&angle=60&aspect=165&outputformat=json&raddatabase=PVGIS-SARAH3&pvtechchoice=crystSi&mountingplace=free&usehorizon=1
60 | 345 | 6 | 114.32 | 3.81 | https://re.jrc.ec.europa.eu/api/v5_3/PVcalc?lat=30.0444&lon=31.2357&peakpower=1&loss=14&angle=60&aspect=165&outputformat=json&raddatabase=PVGIS-SARAH3&pvtechchoice=crystSi&mountingplace=free&usehorizon=1
60 | 345 | 7 | 109.21 | 3.52 | https://re.jrc.ec.europa.eu/api/v5_3/PVcalc?lat=30.0444&lon=31.2357&peakpower=1&loss=14&angle=60&aspect=165&outputformat=json&raddatabase=PVGIS-SARAH3&pvtechchoice=crystSi&mountingplace=free&usehorizon=1
60 | 345 | 8 | 75.28 | 2.43 | https://re.jrc.ec.europa.eu/api/v5_3/PVcalc?lat=30.0444&lon=31.2357&peakpower=1&loss=14&angle=60&aspect=165&outputformat=json&raddatabase=PVGIS-SARAH3&pvtechchoice=crystSi&mountingplace=free&usehorizon=1
60 | 345 | 9 | 39.68 | 1.32 | https://re.jrc.ec.europa.eu/api/v5_3/PVcalc?lat=30.0444&lon=31.2357&peakpower=1&loss=14&angle=60&aspect=165&outputformat=json&raddatabase=PVGIS-SARAH3&pvtechchoice=crystSi&mountingplace=free&usehorizon=1
60 | 345 | 10 | 23.1 | 0.75 | https://re.jrc.ec.europa.eu/api/v5_3/PVcalc?lat=30.0444&lon=31.2357&peakpower=1&loss=14&angle=60&aspect=165&outputformat=json&raddatabase=PVGIS-SARAH3&pvtechchoice=crystSi&mountingplace=free&usehorizon=1
60 | 345 | 11 | 17.99 | 0.6 | https://re.jrc.ec.europa.eu/api/v5_3/PVcalc?lat=30.0444&lon=31.2357&peakpower=1&loss=14&angle=60&aspect=165&outputformat=json&raddatabase=PVGIS-SARAH3&pvtechchoice=crystSi&mountingplace=free&usehorizon=1
60 | 345 | 12 | 17.36 | 0.56 | https://re.jrc.ec.europa.eu/api/v5_3/PVcalc?lat=30.0444&lon=31.2357&peakpower=1&loss=14&angle=60&aspect=165&outputformat=json&raddatabase=PVGIS-SARAH3&pvtechchoice=crystSi&mountingplace=free&usehorizon=1
60 | 360 | 1 | 18.73 | 0.6 | https://re.jrc.ec.europa.eu/api/v5_3/PVcalc?lat=30.0444&lon=31.2357&peakpower=1&loss=14&angle=60&aspect=180&outputformat=json&raddatabase=PVGIS-SARAH3&pvtechchoice=crystSi&mountingplace=free&usehorizon=1
60 | 360 | 2 | 21.75 | 0.78 | https://re.jrc.ec.europa.eu/api/v5_3/PVcalc?lat=30.0444&lon=31.2357&peakpower=1&loss=14&angle=60&aspect=180&outputformat=json&raddatabase=PVGIS-SARAH3&pvtechchoice=crystSi&mountingplace=free&usehorizon=1
60 | 360 | 3 | 28.99 | 0.94 | https://re.jrc.ec.europa.eu/api/v5_3/PVcalc?lat=30.0444&lon=31.2357&peakpower=1&loss=14&angle=60&aspect=180&outputformat=json&raddatabase=PVGIS-SARAH3&pvtechchoice=crystSi&mountingplace=free&usehorizon=1
60 | 360 | 4 | 55.44 | 1.85 | https://re.jrc.ec.europa.eu/api/v5_3/PVcalc?lat=30.0444&lon=31.2357&peakpower=1&loss=14&angle=60&aspect=180&outputformat=json&raddatabase=PVGIS-SARAH3&pvtechchoice=crystSi&mountingplace=free&usehorizon=1
60 | 360 | 5 | 95.38 | 3.08 | https://re.jrc.ec.europa.eu/api/v5_3/PVcalc?lat=30.0444&lon=31.2357&peakpower=1&loss=14&angle=60&aspect=180&outputformat=json&raddatabase=PVGIS-SARAH3&pvtechchoice=crystSi&mountingplace=free&usehorizon=1
60 | 360 | 6 | 112.45 | 3.75 | https://re.jrc.ec.europa.eu/api/v5_3/PVcalc?lat=30.0444&lon=31.2357&peakpower=1&loss=14&angle=60&aspect=180&outputformat=json&raddatabase=PVGIS-SARAH3&pvtechchoice=crystSi&mountingplace=free&usehorizon=1
60 | 360 | 7 | 105.76 | 3.41 | https://re.jrc.ec.europa.eu/api/v5_3/PVcalc?lat=30.0444&lon=31.2357&peakpower=1&loss=14&angle=60&aspect=180&outputformat=json&raddatabase=PVGIS-SARAH3&pvtechchoice=crystSi&mountingplace=free&usehorizon=1
60 | 360 | 8 | 69.16 | 2.23 | https://re.jrc.ec.europa.eu/api/v5_3/PVcalc?lat=30.0444&lon=31.2357&peakpower=1&loss=14&angle=60&aspect=180&outputformat=json&raddatabase=PVGIS-SARAH3&pvtechchoice=crystSi&mountingplace=free&usehorizon=1
60 | 360 | 9 | 29.32 | 0.98 | https://re.jrc.ec.europa.eu/api/v5_3/PVcalc?lat=30.0444&lon=31.2357&peakpower=1&loss=14&angle=60&aspect=180&outputformat=json&raddatabase=PVGIS-SARAH3&pvtechchoice=crystSi&mountingplace=free&usehorizon=1
60 | 360 | 10 | 21.74 | 0.7 | https://re.jrc.ec.europa.eu/api/v5_3/PVcalc?lat=30.0444&lon=31.2357&peakpower=1&loss=14&angle=60&aspect=180&outputformat=json&raddatabase=PVGIS-SARAH3&pvtechchoice=crystSi&mountingplace=free&usehorizon=1
60 | 360 | 11 | 17.99 | 0.6 | https://re.jrc.ec.europa.eu/api/v5_3/PVcalc?lat=30.0444&lon=31.2357&peakpower=1&loss=14&angle=60&aspect=180&outputformat=json&raddatabase=PVGIS-SARAH3&pvtechchoice=crystSi&mountingplace=free&usehorizon=1
60 | 360 | 12 | 17.36 | 0.56 | https://re.jrc.ec.europa.eu/api/v5_3/PVcalc?lat=30.0444&lon=31.2357&peakpower=1&loss=14&angle=60&aspect=180&outputformat=json&raddatabase=PVGIS-SARAH3&pvtechchoice=crystSi&mountingplace=free&usehorizon=1
65 | 0 | 1 | 17.42 | 0.56 | https://re.jrc.ec.europa.eu/api/v5_3/PVcalc?lat=30.0444&lon=31.2357&peakpower=1&loss=14&angle=65&aspect=-180&outputformat=json&raddatabase=PVGIS-SARAH3&pvtechchoice=crystSi&mountingplace=free&usehorizon=1
65 | 0 | 2 | 20.26 | 0.72 | https://re.jrc.ec.europa.eu/api/v5_3/PVcalc?lat=30.0444&lon=31.2357&peakpower=1&loss=14&angle=65&aspect=-180&outputformat=json&raddatabase=PVGIS-SARAH3&pvtechchoice=crystSi&mountingplace=free&usehorizon=1
65 | 0 | 3 | 26.16 | 0.84 | https://re.jrc.ec.europa.eu/api/v5_3/PVcalc?lat=30.0444&lon=31.2357&peakpower=1&loss=14&angle=65&aspect=-180&outputformat=json&raddatabase=PVGIS-SARAH3&pvtechchoice=crystSi&mountingplace=free&usehorizon=1
65 | 0 | 4 | 44.39 | 1.48 | https://re.jrc.ec.europa.eu/api/v5_3/PVcalc?lat=30.0444&lon=31.2357&peakpower=1&loss=14&angle=65&aspect=-180&outputformat=json&raddatabase=PVGIS-SARAH3&pvtechchoice=crystSi&mountingplace=free&usehorizon=1
65 | 0 | 5 | 81.84 | 2.64 | https://re.jrc.ec.europa.eu/api/v5_3/PVcalc?lat=30.0444&lon=31.2357&peakpower=1&loss=14&angle=65&aspect=-180&outputformat=json&raddatabase=PVGIS-SARAH3&pvtechchoice=crystSi&mountingplace=free&usehorizon=1
65 | 0 | 6 | 99.06 | 3.3 | https://re.jrc.ec.europa.eu/api/v5_3/PVcalc?lat=30.0444&lon=31.2357&peakpower=1&loss=14&angle=65&aspect=-180&outputformat=json&raddatabase=PVGIS-SARAH3&pvtechchoice=crystSi&mountingplace=free&usehorizon=1
65 | 0 | 7 | 91.59 | 2.95 | https://re.jrc.ec.europa.eu/api/v5_3/PVcalc?lat=30.0444&lon=31.2357&peakpower=1&loss=14&angle=65&aspect=-180&outputformat=json&raddatabase=PVGIS-SARAH3&pvtechchoice=crystSi&mountingplace=free&usehorizon=1
65 | 0 | 8 | 55.32 | 1.78 | https://re.jrc.ec.europa.eu/api/v5_3/PVcalc?lat=30.0444&lon=31.2357&peakpower=1&loss=14&angle=65&aspect=-180&outputformat=json&raddatabase=PVGIS-SARAH3&pvtechchoice=crystSi&mountingplace=free&usehorizon=1
65 | 0 | 9 | 24.21 | 0.81 | https://re.jrc.ec.europa.eu/api/v5_3/PVcalc?lat=30.0444&lon=31.2357&peakpower=1&loss=14&angle=65&aspect=-180&outputformat=json&raddatabase=PVGIS-SARAH3&pvtechchoice=crystSi&mountingplace=free&usehorizon=1
65 | 0 | 10 | 20.23 | 0.65 | https://re.jrc.ec.europa.eu/api/v5_3/PVcalc?lat=30.0444&lon=31.2357&peakpower=1&loss=14&angle=65&aspect=-180&outputformat=json&raddatabase=PVGIS-SARAH3&pvtechchoice=crystSi&mountingplace=free&usehorizon=1
65 | 0 | 11 | 16.72 | 0.56 | https://re.jrc.ec.europa.eu/api/v5_3/PVcalc?lat=30.0444&lon=31.2357&peakpower=1&loss=14&angle=65&aspect=-180&outputformat=json&raddatabase=PVGIS-SARAH3&pvtechchoice=crystSi&mountingplace=free&usehorizon=1
65 | 0 | 12 | 16.13 | 0.52 | https://re.jrc.ec.europa.eu/api/v5_3/PVcalc?lat=30.0444&lon=31.2357&peakpower=1&loss=14&angle=65&aspect=-180&outputformat=json&raddatabase=PVGIS-SARAH3&pvtechchoice=crystSi&mountingplace=free&usehorizon=1
65 | 15 | 1 | 17.42 | 0.56 | https://re.jrc.ec.europa.eu/api/v5_3/PVcalc?lat=30.0444&lon=31.2357&peakpower=1&loss=14&angle=65&aspect=-165&outputformat=json&raddatabase=PVGIS-SARAH3&pvtechchoice=crystSi&mountingplace=free&usehorizon=1
65 | 15 | 2 | 20.38 | 0.73 | https://re.jrc.ec.europa.eu/api/v5_3/PVcalc?lat=30.0444&lon=31.2357&peakpower=1&loss=14&angle=65&aspect=-165&outputformat=json&raddatabase=PVGIS-SARAH3&pvtechchoice=crystSi&mountingplace=free&usehorizon=1
65 | 15 | 3 | 30.91 | 1 | https://re.jrc.ec.europa.eu/api/v5_3/PVcalc?lat=30.0444&lon=31.2357&peakpower=1&loss=14&angle=65&aspect=-165&outputformat=json&raddatabase=PVGIS-SARAH3&pvtechchoice=crystSi&mountingplace=free&usehorizon=1
65 | 15 | 4 | 50.62 | 1.69 | https://re.jrc.ec.europa.eu/api/v5_3/PVcalc?lat=30.0444&lon=31.2357&peakpower=1&loss=14&angle=65&aspect=-165&outputformat=json&raddatabase=PVGIS-SARAH3&pvtechchoice=crystSi&mountingplace=free&usehorizon=1
65 | 15 | 5 | 81.65 | 2.63 | https://re.jrc.ec.europa.eu/api/v5_3/PVcalc?lat=30.0444&lon=31.2357&peakpower=1&loss=14&angle=65&aspect=-165&outputformat=json&raddatabase=PVGIS-SARAH3&pvtechchoice=crystSi&mountingplace=free&usehorizon=1
65 | 15 | 6 | 95.55 | 3.19 | https://re.jrc.ec.europa.eu/api/v5_3/PVcalc?lat=30.0444&lon=31.2357&peakpower=1&loss=14&angle=65&aspect=-165&outputformat=json&raddatabase=PVGIS-SARAH3&pvtechchoice=crystSi&mountingplace=free&usehorizon=1
65 | 15 | 7 | 87.91 | 2.84 | https://re.jrc.ec.europa.eu/api/v5_3/PVcalc?lat=30.0444&lon=31.2357&peakpower=1&loss=14&angle=65&aspect=-165&outputformat=json&raddatabase=PVGIS-SARAH3&pvtechchoice=crystSi&mountingplace=free&usehorizon=1
65 | 15 | 8 | 58.26 | 1.88 | https://re.jrc.ec.europa.eu/api/v5_3/PVcalc?lat=30.0444&lon=31.2357&peakpower=1&loss=14&angle=65&aspect=-165&outputformat=json&raddatabase=PVGIS-SARAH3&pvtechchoice=crystSi&mountingplace=free&usehorizon=1
65 | 15 | 9 | 31.19 | 1.04 | https://re.jrc.ec.europa.eu/api/v5_3/PVcalc?lat=30.0444&lon=31.2357&peakpower=1&loss=14&angle=65&aspect=-165&outputformat=json&raddatabase=PVGIS-SARAH3&pvtechchoice=crystSi&mountingplace=free&usehorizon=1
65 | 15 | 10 | 20.99 | 0.68 | https://re.jrc.ec.europa.eu/api/v5_3/PVcalc?lat=30.0444&lon=31.2357&peakpower=1&loss=14&angle=65&aspect=-165&outputformat=json&raddatabase=PVGIS-SARAH3&pvtechchoice=crystSi&mountingplace=free&usehorizon=1
65 | 15 | 11 | 16.72 | 0.56 | https://re.jrc.ec.europa.eu/api/v5_3/PVcalc?lat=30.0444&lon=31.2357&peakpower=1&loss=14&angle=65&aspect=-165&outputformat=json&raddatabase=PVGIS-SARAH3&pvtechchoice=crystSi&mountingplace=free&usehorizon=1
65 | 15 | 12 | 16.13 | 0.52 | https://re.jrc.ec.europa.eu/api/v5_3/PVcalc?lat=30.0444&lon=31.2357&peakpower=1&loss=14&angle=65&aspect=-165&outputformat=json&raddatabase=PVGIS-SARAH3&pvtechchoice=crystSi&mountingplace=free&usehorizon=1
65 | 30 | 1 | 17.87 | 0.58 | https://re.jrc.ec.europa.eu/api/v5_3/PVcalc?lat=30.0444&lon=31.2357&peakpower=1&loss=14&angle=65&aspect=-150&outputformat=json&raddatabase=PVGIS-SARAH3&pvtechchoice=crystSi&mountingplace=free&usehorizon=1
65 | 30 | 2 | 24.51 | 0.88 | https://re.jrc.ec.europa.eu/api/v5_3/PVcalc?lat=30.0444&lon=31.2357&peakpower=1&loss=14&angle=65&aspect=-150&outputformat=json&raddatabase=PVGIS-SARAH3&pvtechchoice=crystSi&mountingplace=free&usehorizon=1
65 | 30 | 3 | 43.28 | 1.4 | https://re.jrc.ec.europa.eu/api/v5_3/PVcalc?lat=30.0444&lon=31.2357&peakpower=1&loss=14&angle=65&aspect=-150&outputformat=json&raddatabase=PVGIS-SARAH3&pvtechchoice=crystSi&mountingplace=free&usehorizon=1
65 | 30 | 4 | 64.36 | 2.15 | https://re.jrc.ec.europa.eu/api/v5_3/PVcalc?lat=30.0444&lon=31.2357&peakpower=1&loss=14&angle=65&aspect=-150&outputformat=json&raddatabase=PVGIS-SARAH3&pvtechchoice=crystSi&mountingplace=free&usehorizon=1
65 | 30 | 5 | 89.01 | 2.87 | https://re.jrc.ec.europa.eu/api/v5_3/PVcalc?lat=30.0444&lon=31.2357&peakpower=1&loss=14&angle=65&aspect=-150&outputformat=json&raddatabase=PVGIS-SARAH3&pvtechchoice=crystSi&mountingplace=free&usehorizon=1
65 | 30 | 6 | 97.01 | 3.23 | https://re.jrc.ec.europa.eu/api/v5_3/PVcalc?lat=30.0444&lon=31.2357&peakpower=1&loss=14&angle=65&aspect=-150&outputformat=json&raddatabase=PVGIS-SARAH3&pvtechchoice=crystSi&mountingplace=free&usehorizon=1
65 | 30 | 7 | 91.89 | 2.96 | https://re.jrc.ec.europa.eu/api/v5_3/PVcalc?lat=30.0444&lon=31.2357&peakpower=1&loss=14&angle=65&aspect=-150&outputformat=json&raddatabase=PVGIS-SARAH3&pvtechchoice=crystSi&mountingplace=free&usehorizon=1
65 | 30 | 8 | 71.54 | 2.31 | https://re.jrc.ec.europa.eu/api/v5_3/PVcalc?lat=30.0444&lon=31.2357&peakpower=1&loss=14&angle=65&aspect=-150&outputformat=json&raddatabase=PVGIS-SARAH3&pvtechchoice=crystSi&mountingplace=free&usehorizon=1
65 | 30 | 9 | 45.12 | 1.5 | https://re.jrc.ec.europa.eu/api/v5_3/PVcalc?lat=30.0444&lon=31.2357&peakpower=1&loss=14&angle=65&aspect=-150&outputformat=json&raddatabase=PVGIS-SARAH3&pvtechchoice=crystSi&mountingplace=free&usehorizon=1
65 | 30 | 10 | 28.44 | 0.92 | https://re.jrc.ec.europa.eu/api/v5_3/PVcalc?lat=30.0444&lon=31.2357&peakpower=1&loss=14&angle=65&aspect=-150&outputformat=json&raddatabase=PVGIS-SARAH3&pvtechchoice=crystSi&mountingplace=free&usehorizon=1
65 | 30 | 11 | 17.96 | 0.6 | https://re.jrc.ec.europa.eu/api/v5_3/PVcalc?lat=30.0444&lon=31.2357&peakpower=1&loss=14&angle=65&aspect=-150&outputformat=json&raddatabase=PVGIS-SARAH3&pvtechchoice=crystSi&mountingplace=free&usehorizon=1
65 | 30 | 12 | 16.2 | 0.52 | https://re.jrc.ec.europa.eu/api/v5_3/PVcalc?lat=30.0444&lon=31.2357&peakpower=1&loss=14&angle=65&aspect=-150&outputformat=json&raddatabase=PVGIS-SARAH3&pvtechchoice=crystSi&mountingplace=free&usehorizon=1
65 | 45 | 1 | 24.1 | 0.78 | https://re.jrc.ec.europa.eu/api/v5_3/PVcalc?lat=30.0444&lon=31.2357&peakpower=1&loss=14&angle=65&aspect=-135&outputformat=json&raddatabase=PVGIS-SARAH3&pvtechchoice=crystSi&mountingplace=free&usehorizon=1
65 | 45 | 2 | 35.29 | 1.26 | https://re.jrc.ec.europa.eu/api/v5_3/PVcalc?lat=30.0444&lon=31.2357&peakpower=1&loss=14&angle=65&aspect=-135&outputformat=json&raddatabase=PVGIS-SARAH3&pvtechchoice=crystSi&mountingplace=free&usehorizon=1
65 | 45 | 3 | 58.36 | 1.88 | https://re.jrc.ec.europa.eu/api/v5_3/PVcalc?lat=30.0444&lon=31.2357&peakpower=1&loss=14&angle=65&aspect=-135&outputformat=json&raddatabase=PVGIS-SARAH3&pvtechchoice=crystSi&mountingplace=free&usehorizon=1
65 | 45 | 4 | 77.8 | 2.59 | https://re.jrc.ec.europa.eu/api/v5_3/PVcalc?lat=30.0444&lon=31.2357&peakpower=1&loss=14&angle=65&aspect=-135&outputformat=json&raddatabase=PVGIS-SARAH3&pvtechchoice=crystSi&mountingplace=free&usehorizon=1
65 | 45 | 5 | 99.56 | 3.21 | https://re.jrc.ec.europa.eu/api/v5_3/PVcalc?lat=30.0444&lon=31.2357&peakpower=1&loss=14&angle=65&aspect=-135&outputformat=json&raddatabase=PVGIS-SARAH3&pvtechchoice=crystSi&mountingplace=free&usehorizon=1
65 | 45 | 6 | 105.14 | 3.5 | https://re.jrc.ec.europa.eu/api/v5_3/PVcalc?lat=30.0444&lon=31.2357&peakpower=1&loss=14&angle=65&aspect=-135&outputformat=json&raddatabase=PVGIS-SARAH3&pvtechchoice=crystSi&mountingplace=free&usehorizon=1
65 | 45 | 7 | 101.39 | 3.27 | https://re.jrc.ec.europa.eu/api/v5_3/PVcalc?lat=30.0444&lon=31.2357&peakpower=1&loss=14&angle=65&aspect=-135&outputformat=json&raddatabase=PVGIS-SARAH3&pvtechchoice=crystSi&mountingplace=free&usehorizon=1
65 | 45 | 8 | 85.11 | 2.75 | https://re.jrc.ec.europa.eu/api/v5_3/PVcalc?lat=30.0444&lon=31.2357&peakpower=1&loss=14&angle=65&aspect=-135&outputformat=json&raddatabase=PVGIS-SARAH3&pvtechchoice=crystSi&mountingplace=free&usehorizon=1
65 | 45 | 9 | 60.06 | 2 | https://re.jrc.ec.europa.eu/api/v5_3/PVcalc?lat=30.0444&lon=31.2357&peakpower=1&loss=14&angle=65&aspect=-135&outputformat=json&raddatabase=PVGIS-SARAH3&pvtechchoice=crystSi&mountingplace=free&usehorizon=1
65 | 45 | 10 | 42.18 | 1.36 | https://re.jrc.ec.europa.eu/api/v5_3/PVcalc?lat=30.0444&lon=31.2357&peakpower=1&loss=14&angle=65&aspect=-135&outputformat=json&raddatabase=PVGIS-SARAH3&pvtechchoice=crystSi&mountingplace=free&usehorizon=1
65 | 45 | 11 | 26.31 | 0.88 | https://re.jrc.ec.europa.eu/api/v5_3/PVcalc?lat=30.0444&lon=31.2357&peakpower=1&loss=14&angle=65&aspect=-135&outputformat=json&raddatabase=PVGIS-SARAH3&pvtechchoice=crystSi&mountingplace=free&usehorizon=1
65 | 45 | 12 | 20.98 | 0.68 | https://re.jrc.ec.europa.eu/api/v5_3/PVcalc?lat=30.0444&lon=31.2357&peakpower=1&loss=14&angle=65&aspect=-135&outputformat=json&raddatabase=PVGIS-SARAH3&pvtechchoice=crystSi&mountingplace=free&usehorizon=1
65 | 60 | 1 | 36.8 | 1.19 | https://re.jrc.ec.europa.eu/api/v5_3/PVcalc?lat=30.0444&lon=31.2357&peakpower=1&loss=14&angle=65&aspect=-120&outputformat=json&raddatabase=PVGIS-SARAH3&pvtechchoice=crystSi&mountingplace=free&usehorizon=1
65 | 60 | 2 | 49.04 | 1.75 | https://re.jrc.ec.europa.eu/api/v5_3/PVcalc?lat=30.0444&lon=31.2357&peakpower=1&loss=14&angle=65&aspect=-120&outputformat=json&raddatabase=PVGIS-SARAH3&pvtechchoice=crystSi&mountingplace=free&usehorizon=1
65 | 60 | 3 | 73.56 | 2.37 | https://re.jrc.ec.europa.eu/api/v5_3/PVcalc?lat=30.0444&lon=31.2357&peakpower=1&loss=14&angle=65&aspect=-120&outputformat=json&raddatabase=PVGIS-SARAH3&pvtechchoice=crystSi&mountingplace=free&usehorizon=1
65 | 60 | 4 | 89.82 | 2.99 | https://re.jrc.ec.europa.eu/api/v5_3/PVcalc?lat=30.0444&lon=31.2357&peakpower=1&loss=14&angle=65&aspect=-120&outputformat=json&raddatabase=PVGIS-SARAH3&pvtechchoice=crystSi&mountingplace=free&usehorizon=1
65 | 60 | 5 | 108.6 | 3.5 | https://re.jrc.ec.europa.eu/api/v5_3/PVcalc?lat=30.0444&lon=31.2357&peakpower=1&loss=14&angle=65&aspect=-120&outputformat=json&raddatabase=PVGIS-SARAH3&pvtechchoice=crystSi&mountingplace=free&usehorizon=1
65 | 60 | 6 | 112.24 | 3.74 | https://re.jrc.ec.europa.eu/api/v5_3/PVcalc?lat=30.0444&lon=31.2357&peakpower=1&loss=14&angle=65&aspect=-120&outputformat=json&raddatabase=PVGIS-SARAH3&pvtechchoice=crystSi&mountingplace=free&usehorizon=1
65 | 60 | 7 | 109.65 | 3.54 | https://re.jrc.ec.europa.eu/api/v5_3/PVcalc?lat=30.0444&lon=31.2357&peakpower=1&loss=14&angle=65&aspect=-120&outputformat=json&raddatabase=PVGIS-SARAH3&pvtechchoice=crystSi&mountingplace=free&usehorizon=1
65 | 60 | 8 | 96.89 | 3.13 | https://re.jrc.ec.europa.eu/api/v5_3/PVcalc?lat=30.0444&lon=31.2357&peakpower=1&loss=14&angle=65&aspect=-120&outputformat=json&raddatabase=PVGIS-SARAH3&pvtechchoice=crystSi&mountingplace=free&usehorizon=1
65 | 60 | 9 | 74.38 | 2.48 | https://re.jrc.ec.europa.eu/api/v5_3/PVcalc?lat=30.0444&lon=31.2357&peakpower=1&loss=14&angle=65&aspect=-120&outputformat=json&raddatabase=PVGIS-SARAH3&pvtechchoice=crystSi&mountingplace=free&usehorizon=1
65 | 60 | 10 | 58 | 1.87 | https://re.jrc.ec.europa.eu/api/v5_3/PVcalc?lat=30.0444&lon=31.2357&peakpower=1&loss=14&angle=65&aspect=-120&outputformat=json&raddatabase=PVGIS-SARAH3&pvtechchoice=crystSi&mountingplace=free&usehorizon=1
65 | 60 | 11 | 40.35 | 1.34 | https://re.jrc.ec.europa.eu/api/v5_3/PVcalc?lat=30.0444&lon=31.2357&peakpower=1&loss=14&angle=65&aspect=-120&outputformat=json&raddatabase=PVGIS-SARAH3&pvtechchoice=crystSi&mountingplace=free&usehorizon=1
65 | 60 | 12 | 33.26 | 1.07 | https://re.jrc.ec.europa.eu/api/v5_3/PVcalc?lat=30.0444&lon=31.2357&peakpower=1&loss=14&angle=65&aspect=-120&outputformat=json&raddatabase=PVGIS-SARAH3&pvtechchoice=crystSi&mountingplace=free&usehorizon=1
65 | 75 | 1 | 52.55 | 1.7 | https://re.jrc.ec.europa.eu/api/v5_3/PVcalc?lat=30.0444&lon=31.2357&peakpower=1&loss=14&angle=65&aspect=-105&outputformat=json&raddatabase=PVGIS-SARAH3&pvtechchoice=crystSi&mountingplace=free&usehorizon=1
65 | 75 | 2 | 63.49 | 2.27 | https://re.jrc.ec.europa.eu/api/v5_3/PVcalc?lat=30.0444&lon=31.2357&peakpower=1&loss=14&angle=65&aspect=-105&outputformat=json&raddatabase=PVGIS-SARAH3&pvtechchoice=crystSi&mountingplace=free&usehorizon=1
65 | 75 | 3 | 87.65 | 2.83 | https://re.jrc.ec.europa.eu/api/v5_3/PVcalc?lat=30.0444&lon=31.2357&peakpower=1&loss=14&angle=65&aspect=-105&outputformat=json&raddatabase=PVGIS-SARAH3&pvtechchoice=crystSi&mountingplace=free&usehorizon=1
65 | 75 | 4 | 100.04 | 3.33 | https://re.jrc.ec.europa.eu/api/v5_3/PVcalc?lat=30.0444&lon=31.2357&peakpower=1&loss=14&angle=65&aspect=-105&outputformat=json&raddatabase=PVGIS-SARAH3&pvtechchoice=crystSi&mountingplace=free&usehorizon=1
65 | 75 | 5 | 115.35 | 3.72 | https://re.jrc.ec.europa.eu/api/v5_3/PVcalc?lat=30.0444&lon=31.2357&peakpower=1&loss=14&angle=65&aspect=-105&outputformat=json&raddatabase=PVGIS-SARAH3&pvtechchoice=crystSi&mountingplace=free&usehorizon=1
65 | 75 | 6 | 117.03 | 3.9 | https://re.jrc.ec.europa.eu/api/v5_3/PVcalc?lat=30.0444&lon=31.2357&peakpower=1&loss=14&angle=65&aspect=-105&outputformat=json&raddatabase=PVGIS-SARAH3&pvtechchoice=crystSi&mountingplace=free&usehorizon=1
65 | 75 | 7 | 115.61 | 3.73 | https://re.jrc.ec.europa.eu/api/v5_3/PVcalc?lat=30.0444&lon=31.2357&peakpower=1&loss=14&angle=65&aspect=-105&outputformat=json&raddatabase=PVGIS-SARAH3&pvtechchoice=crystSi&mountingplace=free&usehorizon=1
65 | 75 | 8 | 106.47 | 3.43 | https://re.jrc.ec.europa.eu/api/v5_3/PVcalc?lat=30.0444&lon=31.2357&peakpower=1&loss=14&angle=65&aspect=-105&outputformat=json&raddatabase=PVGIS-SARAH3&pvtechchoice=crystSi&mountingplace=free&usehorizon=1
65 | 75 | 9 | 87.42 | 2.91 | https://re.jrc.ec.europa.eu/api/v5_3/PVcalc?lat=30.0444&lon=31.2357&peakpower=1&loss=14&angle=65&aspect=-105&outputformat=json&raddatabase=PVGIS-SARAH3&pvtechchoice=crystSi&mountingplace=free&usehorizon=1
65 | 75 | 10 | 73.96 | 2.39 | https://re.jrc.ec.europa.eu/api/v5_3/PVcalc?lat=30.0444&lon=31.2357&peakpower=1&loss=14&angle=65&aspect=-105&outputformat=json&raddatabase=PVGIS-SARAH3&pvtechchoice=crystSi&mountingplace=free&usehorizon=1
65 | 75 | 11 | 56.58 | 1.89 | https://re.jrc.ec.europa.eu/api/v5_3/PVcalc?lat=30.0444&lon=31.2357&peakpower=1&loss=14&angle=65&aspect=-105&outputformat=json&raddatabase=PVGIS-SARAH3&pvtechchoice=crystSi&mountingplace=free&usehorizon=1
65 | 75 | 12 | 49.27 | 1.59 | https://re.jrc.ec.europa.eu/api/v5_3/PVcalc?lat=30.0444&lon=31.2357&peakpower=1&loss=14&angle=65&aspect=-105&outputformat=json&raddatabase=PVGIS-SARAH3&pvtechchoice=crystSi&mountingplace=free&usehorizon=1
65 | 90 | 1 | 69.27 | 2.23 | https://re.jrc.ec.europa.eu/api/v5_3/PVcalc?lat=30.0444&lon=31.2357&peakpower=1&loss=14&angle=65&aspect=-90&outputformat=json&raddatabase=PVGIS-SARAH3&pvtechchoice=crystSi&mountingplace=free&usehorizon=1
65 | 90 | 2 | 77.46 | 2.77 | https://re.jrc.ec.europa.eu/api/v5_3/PVcalc?lat=30.0444&lon=31.2357&peakpower=1&loss=14&angle=65&aspect=-90&outputformat=json&raddatabase=PVGIS-SARAH3&pvtechchoice=crystSi&mountingplace=free&usehorizon=1
65 | 90 | 3 | 100.58 | 3.24 | https://re.jrc.ec.europa.eu/api/v5_3/PVcalc?lat=30.0444&lon=31.2357&peakpower=1&loss=14&angle=65&aspect=-90&outputformat=json&raddatabase=PVGIS-SARAH3&pvtechchoice=crystSi&mountingplace=free&usehorizon=1
65 | 90 | 4 | 108.26 | 3.61 | https://re.jrc.ec.europa.eu/api/v5_3/PVcalc?lat=30.0444&lon=31.2357&peakpower=1&loss=14&angle=65&aspect=-90&outputformat=json&raddatabase=PVGIS-SARAH3&pvtechchoice=crystSi&mountingplace=free&usehorizon=1
65 | 90 | 5 | 119.59 | 3.86 | https://re.jrc.ec.europa.eu/api/v5_3/PVcalc?lat=30.0444&lon=31.2357&peakpower=1&loss=14&angle=65&aspect=-90&outputformat=json&raddatabase=PVGIS-SARAH3&pvtechchoice=crystSi&mountingplace=free&usehorizon=1
65 | 90 | 6 | 119.12 | 3.97 | https://re.jrc.ec.europa.eu/api/v5_3/PVcalc?lat=30.0444&lon=31.2357&peakpower=1&loss=14&angle=65&aspect=-90&outputformat=json&raddatabase=PVGIS-SARAH3&pvtechchoice=crystSi&mountingplace=free&usehorizon=1
65 | 90 | 7 | 118.94 | 3.84 | https://re.jrc.ec.europa.eu/api/v5_3/PVcalc?lat=30.0444&lon=31.2357&peakpower=1&loss=14&angle=65&aspect=-90&outputformat=json&raddatabase=PVGIS-SARAH3&pvtechchoice=crystSi&mountingplace=free&usehorizon=1
65 | 90 | 8 | 113.66 | 3.67 | https://re.jrc.ec.europa.eu/api/v5_3/PVcalc?lat=30.0444&lon=31.2357&peakpower=1&loss=14&angle=65&aspect=-90&outputformat=json&raddatabase=PVGIS-SARAH3&pvtechchoice=crystSi&mountingplace=free&usehorizon=1
65 | 90 | 9 | 98.78 | 3.29 | https://re.jrc.ec.europa.eu/api/v5_3/PVcalc?lat=30.0444&lon=31.2357&peakpower=1&loss=14&angle=65&aspect=-90&outputformat=json&raddatabase=PVGIS-SARAH3&pvtechchoice=crystSi&mountingplace=free&usehorizon=1
65 | 90 | 10 | 89.17 | 2.88 | https://re.jrc.ec.europa.eu/api/v5_3/PVcalc?lat=30.0444&lon=31.2357&peakpower=1&loss=14&angle=65&aspect=-90&outputformat=json&raddatabase=PVGIS-SARAH3&pvtechchoice=crystSi&mountingplace=free&usehorizon=1
65 | 90 | 11 | 73.6 | 2.45 | https://re.jrc.ec.europa.eu/api/v5_3/PVcalc?lat=30.0444&lon=31.2357&peakpower=1&loss=14&angle=65&aspect=-90&outputformat=json&raddatabase=PVGIS-SARAH3&pvtechchoice=crystSi&mountingplace=free&usehorizon=1
65 | 90 | 12 | 66.98 | 2.16 | https://re.jrc.ec.europa.eu/api/v5_3/PVcalc?lat=30.0444&lon=31.2357&peakpower=1&loss=14&angle=65&aspect=-90&outputformat=json&raddatabase=PVGIS-SARAH3&pvtechchoice=crystSi&mountingplace=free&usehorizon=1
65 | 105 | 1 | 85.98 | 2.77 | https://re.jrc.ec.europa.eu/api/v5_3/PVcalc?lat=30.0444&lon=31.2357&peakpower=1&loss=14&angle=65&aspect=-75&outputformat=json&raddatabase=PVGIS-SARAH3&pvtechchoice=crystSi&mountingplace=free&usehorizon=1
65 | 105 | 2 | 90.38 | 3.23 | https://re.jrc.ec.europa.eu/api/v5_3/PVcalc?lat=30.0444&lon=31.2357&peakpower=1&loss=14&angle=65&aspect=-75&outputformat=json&raddatabase=PVGIS-SARAH3&pvtechchoice=crystSi&mountingplace=free&usehorizon=1
65 | 105 | 3 | 111.67 | 3.6 | https://re.jrc.ec.europa.eu/api/v5_3/PVcalc?lat=30.0444&lon=31.2357&peakpower=1&loss=14&angle=65&aspect=-75&outputformat=json&raddatabase=PVGIS-SARAH3&pvtechchoice=crystSi&mountingplace=free&usehorizon=1
65 | 105 | 4 | 114.35 | 3.81 | https://re.jrc.ec.europa.eu/api/v5_3/PVcalc?lat=30.0444&lon=31.2357&peakpower=1&loss=14&angle=65&aspect=-75&outputformat=json&raddatabase=PVGIS-SARAH3&pvtechchoice=crystSi&mountingplace=free&usehorizon=1
65 | 105 | 5 | 121.23 | 3.91 | https://re.jrc.ec.europa.eu/api/v5_3/PVcalc?lat=30.0444&lon=31.2357&peakpower=1&loss=14&angle=65&aspect=-75&outputformat=json&raddatabase=PVGIS-SARAH3&pvtechchoice=crystSi&mountingplace=free&usehorizon=1
65 | 105 | 6 | 118.44 | 3.95 | https://re.jrc.ec.europa.eu/api/v5_3/PVcalc?lat=30.0444&lon=31.2357&peakpower=1&loss=14&angle=65&aspect=-75&outputformat=json&raddatabase=PVGIS-SARAH3&pvtechchoice=crystSi&mountingplace=free&usehorizon=1
65 | 105 | 7 | 119.52 | 3.86 | https://re.jrc.ec.europa.eu/api/v5_3/PVcalc?lat=30.0444&lon=31.2357&peakpower=1&loss=14&angle=65&aspect=-75&outputformat=json&raddatabase=PVGIS-SARAH3&pvtechchoice=crystSi&mountingplace=free&usehorizon=1
65 | 105 | 8 | 118.29 | 3.82 | https://re.jrc.ec.europa.eu/api/v5_3/PVcalc?lat=30.0444&lon=31.2357&peakpower=1&loss=14&angle=65&aspect=-75&outputformat=json&raddatabase=PVGIS-SARAH3&pvtechchoice=crystSi&mountingplace=free&usehorizon=1
65 | 105 | 9 | 108.58 | 3.62 | https://re.jrc.ec.europa.eu/api/v5_3/PVcalc?lat=30.0444&lon=31.2357&peakpower=1&loss=14&angle=65&aspect=-75&outputformat=json&raddatabase=PVGIS-SARAH3&pvtechchoice=crystSi&mountingplace=free&usehorizon=1
65 | 105 | 10 | 103.35 | 3.33 | https://re.jrc.ec.europa.eu/api/v5_3/PVcalc?lat=30.0444&lon=31.2357&peakpower=1&loss=14&angle=65&aspect=-75&outputformat=json&raddatabase=PVGIS-SARAH3&pvtechchoice=crystSi&mountingplace=free&usehorizon=1
65 | 105 | 11 | 90.14 | 3 | https://re.jrc.ec.europa.eu/api/v5_3/PVcalc?lat=30.0444&lon=31.2357&peakpower=1&loss=14&angle=65&aspect=-75&outputformat=json&raddatabase=PVGIS-SARAH3&pvtechchoice=crystSi&mountingplace=free&usehorizon=1
65 | 105 | 12 | 84.95 | 2.74 | https://re.jrc.ec.europa.eu/api/v5_3/PVcalc?lat=30.0444&lon=31.2357&peakpower=1&loss=14&angle=65&aspect=-75&outputformat=json&raddatabase=PVGIS-SARAH3&pvtechchoice=crystSi&mountingplace=free&usehorizon=1
65 | 120 | 1 | 102.14 | 3.29 | https://re.jrc.ec.europa.eu/api/v5_3/PVcalc?lat=30.0444&lon=31.2357&peakpower=1&loss=14&angle=65&aspect=-60&outputformat=json&raddatabase=PVGIS-SARAH3&pvtechchoice=crystSi&mountingplace=free&usehorizon=1
65 | 120 | 2 | 102.3 | 3.65 | https://re.jrc.ec.europa.eu/api/v5_3/PVcalc?lat=30.0444&lon=31.2357&peakpower=1&loss=14&angle=65&aspect=-60&outputformat=json&raddatabase=PVGIS-SARAH3&pvtechchoice=crystSi&mountingplace=free&usehorizon=1
65 | 120 | 3 | 121.1 | 3.91 | https://re.jrc.ec.europa.eu/api/v5_3/PVcalc?lat=30.0444&lon=31.2357&peakpower=1&loss=14&angle=65&aspect=-60&outputformat=json&raddatabase=PVGIS-SARAH3&pvtechchoice=crystSi&mountingplace=free&usehorizon=1
65 | 120 | 4 | 118.25 | 3.94 | https://re.jrc.ec.europa.eu/api/v5_3/PVcalc?lat=30.0444&lon=31.2357&peakpower=1&loss=14&angle=65&aspect=-60&outputformat=json&raddatabase=PVGIS-SARAH3&pvtechchoice=crystSi&mountingplace=free&usehorizon=1
65 | 120 | 5 | 120.15 | 3.88 | https://re.jrc.ec.europa.eu/api/v5_3/PVcalc?lat=30.0444&lon=31.2357&peakpower=1&loss=14&angle=65&aspect=-60&outputformat=json&raddatabase=PVGIS-SARAH3&pvtechchoice=crystSi&mountingplace=free&usehorizon=1
65 | 120 | 6 | 114.96 | 3.83 | https://re.jrc.ec.europa.eu/api/v5_3/PVcalc?lat=30.0444&lon=31.2357&peakpower=1&loss=14&angle=65&aspect=-60&outputformat=json&raddatabase=PVGIS-SARAH3&pvtechchoice=crystSi&mountingplace=free&usehorizon=1
65 | 120 | 7 | 117.53 | 3.79 | https://re.jrc.ec.europa.eu/api/v5_3/PVcalc?lat=30.0444&lon=31.2357&peakpower=1&loss=14&angle=65&aspect=-60&outputformat=json&raddatabase=PVGIS-SARAH3&pvtechchoice=crystSi&mountingplace=free&usehorizon=1
65 | 120 | 8 | 120.39 | 3.88 | https://re.jrc.ec.europa.eu/api/v5_3/PVcalc?lat=30.0444&lon=31.2357&peakpower=1&loss=14&angle=65&aspect=-60&outputformat=json&raddatabase=PVGIS-SARAH3&pvtechchoice=crystSi&mountingplace=free&usehorizon=1
65 | 120 | 9 | 116.3 | 3.88 | https://re.jrc.ec.europa.eu/api/v5_3/PVcalc?lat=30.0444&lon=31.2357&peakpower=1&loss=14&angle=65&aspect=-60&outputformat=json&raddatabase=PVGIS-SARAH3&pvtechchoice=crystSi&mountingplace=free&usehorizon=1
65 | 120 | 10 | 116 | 3.74 | https://re.jrc.ec.europa.eu/api/v5_3/PVcalc?lat=30.0444&lon=31.2357&peakpower=1&loss=14&angle=65&aspect=-60&outputformat=json&raddatabase=PVGIS-SARAH3&pvtechchoice=crystSi&mountingplace=free&usehorizon=1
65 | 120 | 11 | 105.86 | 3.53 | https://re.jrc.ec.europa.eu/api/v5_3/PVcalc?lat=30.0444&lon=31.2357&peakpower=1&loss=14&angle=65&aspect=-60&outputformat=json&raddatabase=PVGIS-SARAH3&pvtechchoice=crystSi&mountingplace=free&usehorizon=1
65 | 120 | 12 | 102.33 | 3.3 | https://re.jrc.ec.europa.eu/api/v5_3/PVcalc?lat=30.0444&lon=31.2357&peakpower=1&loss=14&angle=65&aspect=-60&outputformat=json&raddatabase=PVGIS-SARAH3&pvtechchoice=crystSi&mountingplace=free&usehorizon=1
65 | 135 | 1 | 117.07 | 3.78 | https://re.jrc.ec.europa.eu/api/v5_3/PVcalc?lat=30.0444&lon=31.2357&peakpower=1&loss=14&angle=65&aspect=-45&outputformat=json&raddatabase=PVGIS-SARAH3&pvtechchoice=crystSi&mountingplace=free&usehorizon=1
65 | 135 | 2 | 112.56 | 4.02 | https://re.jrc.ec.europa.eu/api/v5_3/PVcalc?lat=30.0444&lon=31.2357&peakpower=1&loss=14&angle=65&aspect=-45&outputformat=json&raddatabase=PVGIS-SARAH3&pvtechchoice=crystSi&mountingplace=free&usehorizon=1
65 | 135 | 3 | 128.72 | 4.15 | https://re.jrc.ec.europa.eu/api/v5_3/PVcalc?lat=30.0444&lon=31.2357&peakpower=1&loss=14&angle=65&aspect=-45&outputformat=json&raddatabase=PVGIS-SARAH3&pvtechchoice=crystSi&mountingplace=free&usehorizon=1
65 | 135 | 4 | 120.56 | 4.02 | https://re.jrc.ec.europa.eu/api/v5_3/PVcalc?lat=30.0444&lon=31.2357&peakpower=1&loss=14&angle=65&aspect=-45&outputformat=json&raddatabase=PVGIS-SARAH3&pvtechchoice=crystSi&mountingplace=free&usehorizon=1
65 | 135 | 5 | 117.3 | 3.78 | https://re.jrc.ec.europa.eu/api/v5_3/PVcalc?lat=30.0444&lon=31.2357&peakpower=1&loss=14&angle=65&aspect=-45&outputformat=json&raddatabase=PVGIS-SARAH3&pvtechchoice=crystSi&mountingplace=free&usehorizon=1
65 | 135 | 6 | 109.5 | 3.65 | https://re.jrc.ec.europa.eu/api/v5_3/PVcalc?lat=30.0444&lon=31.2357&peakpower=1&loss=14&angle=65&aspect=-45&outputformat=json&raddatabase=PVGIS-SARAH3&pvtechchoice=crystSi&mountingplace=free&usehorizon=1
65 | 135 | 7 | 113.54 | 3.66 | https://re.jrc.ec.europa.eu/api/v5_3/PVcalc?lat=30.0444&lon=31.2357&peakpower=1&loss=14&angle=65&aspect=-45&outputformat=json&raddatabase=PVGIS-SARAH3&pvtechchoice=crystSi&mountingplace=free&usehorizon=1
65 | 135 | 8 | 120.78 | 3.9 | https://re.jrc.ec.europa.eu/api/v5_3/PVcalc?lat=30.0444&lon=31.2357&peakpower=1&loss=14&angle=65&aspect=-45&outputformat=json&raddatabase=PVGIS-SARAH3&pvtechchoice=crystSi&mountingplace=free&usehorizon=1
65 | 135 | 9 | 122.69 | 4.09 | https://re.jrc.ec.europa.eu/api/v5_3/PVcalc?lat=30.0444&lon=31.2357&peakpower=1&loss=14&angle=65&aspect=-45&outputformat=json&raddatabase=PVGIS-SARAH3&pvtechchoice=crystSi&mountingplace=free&usehorizon=1
65 | 135 | 10 | 127.37 | 4.11 | https://re.jrc.ec.europa.eu/api/v5_3/PVcalc?lat=30.0444&lon=31.2357&peakpower=1&loss=14&angle=65&aspect=-45&outputformat=json&raddatabase=PVGIS-SARAH3&pvtechchoice=crystSi&mountingplace=free&usehorizon=1
65 | 135 | 11 | 120.49 | 4.02 | https://re.jrc.ec.europa.eu/api/v5_3/PVcalc?lat=30.0444&lon=31.2357&peakpower=1&loss=14&angle=65&aspect=-45&outputformat=json&raddatabase=PVGIS-SARAH3&pvtechchoice=crystSi&mountingplace=free&usehorizon=1
65 | 135 | 12 | 118.57 | 3.82 | https://re.jrc.ec.europa.eu/api/v5_3/PVcalc?lat=30.0444&lon=31.2357&peakpower=1&loss=14&angle=65&aspect=-45&outputformat=json&raddatabase=PVGIS-SARAH3&pvtechchoice=crystSi&mountingplace=free&usehorizon=1
65 | 150 | 1 | 130.07 | 4.2 | https://re.jrc.ec.europa.eu/api/v5_3/PVcalc?lat=30.0444&lon=31.2357&peakpower=1&loss=14&angle=65&aspect=-30&outputformat=json&raddatabase=PVGIS-SARAH3&pvtechchoice=crystSi&mountingplace=free&usehorizon=1
65 | 150 | 2 | 121.24 | 4.33 | https://re.jrc.ec.europa.eu/api/v5_3/PVcalc?lat=30.0444&lon=31.2357&peakpower=1&loss=14&angle=65&aspect=-30&outputformat=json&raddatabase=PVGIS-SARAH3&pvtechchoice=crystSi&mountingplace=free&usehorizon=1
65 | 150 | 3 | 135.09 | 4.36 | https://re.jrc.ec.europa.eu/api/v5_3/PVcalc?lat=30.0444&lon=31.2357&peakpower=1&loss=14&angle=65&aspect=-30&outputformat=json&raddatabase=PVGIS-SARAH3&pvtechchoice=crystSi&mountingplace=free&usehorizon=1
65 | 150 | 4 | 121.46 | 4.05 | https://re.jrc.ec.europa.eu/api/v5_3/PVcalc?lat=30.0444&lon=31.2357&peakpower=1&loss=14&angle=65&aspect=-30&outputformat=json&raddatabase=PVGIS-SARAH3&pvtechchoice=crystSi&mountingplace=free&usehorizon=1
65 | 150 | 5 | 112.74 | 3.64 | https://re.jrc.ec.europa.eu/api/v5_3/PVcalc?lat=30.0444&lon=31.2357&peakpower=1&loss=14&angle=65&aspect=-30&outputformat=json&raddatabase=PVGIS-SARAH3&pvtechchoice=crystSi&mountingplace=free&usehorizon=1
65 | 150 | 6 | 102.36 | 3.41 | https://re.jrc.ec.europa.eu/api/v5_3/PVcalc?lat=30.0444&lon=31.2357&peakpower=1&loss=14&angle=65&aspect=-30&outputformat=json&raddatabase=PVGIS-SARAH3&pvtechchoice=crystSi&mountingplace=free&usehorizon=1
65 | 150 | 7 | 107.86 | 3.48 | https://re.jrc.ec.europa.eu/api/v5_3/PVcalc?lat=30.0444&lon=31.2357&peakpower=1&loss=14&angle=65&aspect=-30&outputformat=json&raddatabase=PVGIS-SARAH3&pvtechchoice=crystSi&mountingplace=free&usehorizon=1
65 | 150 | 8 | 119.47 | 3.85 | https://re.jrc.ec.europa.eu/api/v5_3/PVcalc?lat=30.0444&lon=31.2357&peakpower=1&loss=14&angle=65&aspect=-30&outputformat=json&raddatabase=PVGIS-SARAH3&pvtechchoice=crystSi&mountingplace=free&usehorizon=1
65 | 150 | 9 | 127.7 | 4.26 | https://re.jrc.ec.europa.eu/api/v5_3/PVcalc?lat=30.0444&lon=31.2357&peakpower=1&loss=14&angle=65&aspect=-30&outputformat=json&raddatabase=PVGIS-SARAH3&pvtechchoice=crystSi&mountingplace=free&usehorizon=1
65 | 150 | 10 | 137.36 | 4.43 | https://re.jrc.ec.europa.eu/api/v5_3/PVcalc?lat=30.0444&lon=31.2357&peakpower=1&loss=14&angle=65&aspect=-30&outputformat=json&raddatabase=PVGIS-SARAH3&pvtechchoice=crystSi&mountingplace=free&usehorizon=1
65 | 150 | 11 | 133.45 | 4.45 | https://re.jrc.ec.europa.eu/api/v5_3/PVcalc?lat=30.0444&lon=31.2357&peakpower=1&loss=14&angle=65&aspect=-30&outputformat=json&raddatabase=PVGIS-SARAH3&pvtechchoice=crystSi&mountingplace=free&usehorizon=1
65 | 150 | 12 | 132.51 | 4.27 | https://re.jrc.ec.europa.eu/api/v5_3/PVcalc?lat=30.0444&lon=31.2357&peakpower=1&loss=14&angle=65&aspect=-30&outputformat=json&raddatabase=PVGIS-SARAH3&pvtechchoice=crystSi&mountingplace=free&usehorizon=1
65 | 165 | 1 | 139.15 | 4.49 | https://re.jrc.ec.europa.eu/api/v5_3/PVcalc?lat=30.0444&lon=31.2357&peakpower=1&loss=14&angle=65&aspect=-15&outputformat=json&raddatabase=PVGIS-SARAH3&pvtechchoice=crystSi&mountingplace=free&usehorizon=1
65 | 165 | 2 | 127.51 | 4.55 | https://re.jrc.ec.europa.eu/api/v5_3/PVcalc?lat=30.0444&lon=31.2357&peakpower=1&loss=14&angle=65&aspect=-15&outputformat=json&raddatabase=PVGIS-SARAH3&pvtechchoice=crystSi&mountingplace=free&usehorizon=1
65 | 165 | 3 | 140.22 | 4.52 | https://re.jrc.ec.europa.eu/api/v5_3/PVcalc?lat=30.0444&lon=31.2357&peakpower=1&loss=14&angle=65&aspect=-15&outputformat=json&raddatabase=PVGIS-SARAH3&pvtechchoice=crystSi&mountingplace=free&usehorizon=1
65 | 165 | 4 | 121.8 | 4.06 | https://re.jrc.ec.europa.eu/api/v5_3/PVcalc?lat=30.0444&lon=31.2357&peakpower=1&loss=14&angle=65&aspect=-15&outputformat=json&raddatabase=PVGIS-SARAH3&pvtechchoice=crystSi&mountingplace=free&usehorizon=1
65 | 165 | 5 | 107.97 | 3.48 | https://re.jrc.ec.europa.eu/api/v5_3/PVcalc?lat=30.0444&lon=31.2357&peakpower=1&loss=14&angle=65&aspect=-15&outputformat=json&raddatabase=PVGIS-SARAH3&pvtechchoice=crystSi&mountingplace=free&usehorizon=1
65 | 165 | 6 | 95.26 | 3.18 | https://re.jrc.ec.europa.eu/api/v5_3/PVcalc?lat=30.0444&lon=31.2357&peakpower=1&loss=14&angle=65&aspect=-15&outputformat=json&raddatabase=PVGIS-SARAH3&pvtechchoice=crystSi&mountingplace=free&usehorizon=1
65 | 165 | 7 | 102.27 | 3.3 | https://re.jrc.ec.europa.eu/api/v5_3/PVcalc?lat=30.0444&lon=31.2357&peakpower=1&loss=14&angle=65&aspect=-15&outputformat=json&raddatabase=PVGIS-SARAH3&pvtechchoice=crystSi&mountingplace=free&usehorizon=1
65 | 165 | 8 | 117.85 | 3.8 | https://re.jrc.ec.europa.eu/api/v5_3/PVcalc?lat=30.0444&lon=31.2357&peakpower=1&loss=14&angle=65&aspect=-15&outputformat=json&raddatabase=PVGIS-SARAH3&pvtechchoice=crystSi&mountingplace=free&usehorizon=1
65 | 165 | 9 | 131.95 | 4.4 | https://re.jrc.ec.europa.eu/api/v5_3/PVcalc?lat=30.0444&lon=31.2357&peakpower=1&loss=14&angle=65&aspect=-15&outputformat=json&raddatabase=PVGIS-SARAH3&pvtechchoice=crystSi&mountingplace=free&usehorizon=1
65 | 165 | 10 | 145.51 | 4.69 | https://re.jrc.ec.europa.eu/api/v5_3/PVcalc?lat=30.0444&lon=31.2357&peakpower=1&loss=14&angle=65&aspect=-15&outputformat=json&raddatabase=PVGIS-SARAH3&pvtechchoice=crystSi&mountingplace=free&usehorizon=1
65 | 165 | 11 | 142.9 | 4.76 | https://re.jrc.ec.europa.eu/api/v5_3/PVcalc?lat=30.0444&lon=31.2357&peakpower=1&loss=14&angle=65&aspect=-15&outputformat=json&raddatabase=PVGIS-SARAH3&pvtechchoice=crystSi&mountingplace=free&usehorizon=1
65 | 165 | 12 | 142.01 | 4.58 | https://re.jrc.ec.europa.eu/api/v5_3/PVcalc?lat=30.0444&lon=31.2357&peakpower=1&loss=14&angle=65&aspect=-15&outputformat=json&raddatabase=PVGIS-SARAH3&pvtechchoice=crystSi&mountingplace=free&usehorizon=1
65 | 180 | 1 | 141.91 | 4.58 | https://re.jrc.ec.europa.eu/api/v5_3/PVcalc?lat=30.0444&lon=31.2357&peakpower=1&loss=14&angle=65&aspect=0&outputformat=json&raddatabase=PVGIS-SARAH3&pvtechchoice=crystSi&mountingplace=free&usehorizon=1
65 | 180 | 2 | 129.5 | 4.62 | https://re.jrc.ec.europa.eu/api/v5_3/PVcalc?lat=30.0444&lon=31.2357&peakpower=1&loss=14&angle=65&aspect=0&outputformat=json&raddatabase=PVGIS-SARAH3&pvtechchoice=crystSi&mountingplace=free&usehorizon=1
65 | 180 | 3 | 143.21 | 4.62 | https://re.jrc.ec.europa.eu/api/v5_3/PVcalc?lat=30.0444&lon=31.2357&peakpower=1&loss=14&angle=65&aspect=0&outputformat=json&raddatabase=PVGIS-SARAH3&pvtechchoice=crystSi&mountingplace=free&usehorizon=1
65 | 180 | 4 | 122.43 | 4.08 | https://re.jrc.ec.europa.eu/api/v5_3/PVcalc?lat=30.0444&lon=31.2357&peakpower=1&loss=14&angle=65&aspect=0&outputformat=json&raddatabase=PVGIS-SARAH3&pvtechchoice=crystSi&mountingplace=free&usehorizon=1
65 | 180 | 5 | 105.67 | 3.41 | https://re.jrc.ec.europa.eu/api/v5_3/PVcalc?lat=30.0444&lon=31.2357&peakpower=1&loss=14&angle=65&aspect=0&outputformat=json&raddatabase=PVGIS-SARAH3&pvtechchoice=crystSi&mountingplace=free&usehorizon=1
65 | 180 | 6 | 92.03 | 3.07 | https://re.jrc.ec.europa.eu/api/v5_3/PVcalc?lat=30.0444&lon=31.2357&peakpower=1&loss=14&angle=65&aspect=0&outputformat=json&raddatabase=PVGIS-SARAH3&pvtechchoice=crystSi&mountingplace=free&usehorizon=1
65 | 180 | 7 | 99.76 | 3.22 | https://re.jrc.ec.europa.eu/api/v5_3/PVcalc?lat=30.0444&lon=31.2357&peakpower=1&loss=14&angle=65&aspect=0&outputformat=json&raddatabase=PVGIS-SARAH3&pvtechchoice=crystSi&mountingplace=free&usehorizon=1
65 | 180 | 8 | 117.72 | 3.8 | https://re.jrc.ec.europa.eu/api/v5_3/PVcalc?lat=30.0444&lon=31.2357&peakpower=1&loss=14&angle=65&aspect=0&outputformat=json&raddatabase=PVGIS-SARAH3&pvtechchoice=crystSi&mountingplace=free&usehorizon=1
65 | 180 | 9 | 135.16 | 4.51 | https://re.jrc.ec.europa.eu/api/v5_3/PVcalc?lat=30.0444&lon=31.2357&peakpower=1&loss=14&angle=65&aspect=0&outputformat=json&raddatabase=PVGIS-SARAH3&pvtechchoice=crystSi&mountingplace=free&usehorizon=1
65 | 180 | 10 | 149.3 | 4.82 | https://re.jrc.ec.europa.eu/api/v5_3/PVcalc?lat=30.0444&lon=31.2357&peakpower=1&loss=14&angle=65&aspect=0&outputformat=json&raddatabase=PVGIS-SARAH3&pvtechchoice=crystSi&mountingplace=free&usehorizon=1
65 | 180 | 11 | 146.14 | 4.87 | https://re.jrc.ec.europa.eu/api/v5_3/PVcalc?lat=30.0444&lon=31.2357&peakpower=1&loss=14&angle=65&aspect=0&outputformat=json&raddatabase=PVGIS-SARAH3&pvtechchoice=crystSi&mountingplace=free&usehorizon=1
65 | 180 | 12 | 144.88 | 4.67 | https://re.jrc.ec.europa.eu/api/v5_3/PVcalc?lat=30.0444&lon=31.2357&peakpower=1&loss=14&angle=65&aspect=0&outputformat=json&raddatabase=PVGIS-SARAH3&pvtechchoice=crystSi&mountingplace=free&usehorizon=1
65 | 195 | 1 | 138.01 | 4.45 | https://re.jrc.ec.europa.eu/api/v5_3/PVcalc?lat=30.0444&lon=31.2357&peakpower=1&loss=14&angle=65&aspect=15&outputformat=json&raddatabase=PVGIS-SARAH3&pvtechchoice=crystSi&mountingplace=free&usehorizon=1
65 | 195 | 2 | 125.97 | 4.5 | https://re.jrc.ec.europa.eu/api/v5_3/PVcalc?lat=30.0444&lon=31.2357&peakpower=1&loss=14&angle=65&aspect=15&outputformat=json&raddatabase=PVGIS-SARAH3&pvtechchoice=crystSi&mountingplace=free&usehorizon=1
65 | 195 | 3 | 142.09 | 4.58 | https://re.jrc.ec.europa.eu/api/v5_3/PVcalc?lat=30.0444&lon=31.2357&peakpower=1&loss=14&angle=65&aspect=15&outputformat=json&raddatabase=PVGIS-SARAH3&pvtechchoice=crystSi&mountingplace=free&usehorizon=1
65 | 195 | 4 | 123.83 | 4.13 | https://re.jrc.ec.europa.eu/api/v5_3/PVcalc?lat=30.0444&lon=31.2357&peakpower=1&loss=14&angle=65&aspect=15&outputformat=json&raddatabase=PVGIS-SARAH3&pvtechchoice=crystSi&mountingplace=free&usehorizon=1
65 | 195 | 5 | 108.49 | 3.5 | https://re.jrc.ec.europa.eu/api/v5_3/PVcalc?lat=30.0444&lon=31.2357&peakpower=1&loss=14&angle=65&aspect=15&outputformat=json&raddatabase=PVGIS-SARAH3&pvtechchoice=crystSi&mountingplace=free&usehorizon=1
65 | 195 | 6 | 95.86 | 3.2 | https://re.jrc.ec.europa.eu/api/v5_3/PVcalc?lat=30.0444&lon=31.2357&peakpower=1&loss=14&angle=65&aspect=15&outputformat=json&raddatabase=PVGIS-SARAH3&pvtechchoice=crystSi&mountingplace=free&usehorizon=1
65 | 195 | 7 | 103.62 | 3.34 | https://re.jrc.ec.europa.eu/api/v5_3/PVcalc?lat=30.0444&lon=31.2357&peakpower=1&loss=14&angle=65&aspect=15&outputformat=json&raddatabase=PVGIS-SARAH3&pvtechchoice=crystSi&mountingplace=free&usehorizon=1
65 | 195 | 8 | 120.72 | 3.89 | https://re.jrc.ec.europa.eu/api/v5_3/PVcalc?lat=30.0444&lon=31.2357&peakpower=1&loss=14&angle=65&aspect=15&outputformat=json&raddatabase=PVGIS-SARAH3&pvtechchoice=crystSi&mountingplace=free&usehorizon=1
65 | 195 | 9 | 135.87 | 4.53 | https://re.jrc.ec.europa.eu/api/v5_3/PVcalc?lat=30.0444&lon=31.2357&peakpower=1&loss=14&angle=65&aspect=15&outputformat=json&raddatabase=PVGIS-SARAH3&pvtechchoice=crystSi&mountingplace=free&usehorizon=1
65 | 195 | 10 | 146.75 | 4.73 | https://re.jrc.ec.europa.eu/api/v5_3/PVcalc?lat=30.0444&lon=31.2357&peakpower=1&loss=14&angle=65&aspect=15&outputformat=json&raddatabase=PVGIS-SARAH3&pvtechchoice=crystSi&mountingplace=free&usehorizon=1
65 | 195 | 11 | 142.41 | 4.75 | https://re.jrc.ec.europa.eu/api/v5_3/PVcalc?lat=30.0444&lon=31.2357&peakpower=1&loss=14&angle=65&aspect=15&outputformat=json&raddatabase=PVGIS-SARAH3&pvtechchoice=crystSi&mountingplace=free&usehorizon=1
65 | 195 | 12 | 140.8 | 4.54 | https://re.jrc.ec.europa.eu/api/v5_3/PVcalc?lat=30.0444&lon=31.2357&peakpower=1&loss=14&angle=65&aspect=15&outputformat=json&raddatabase=PVGIS-SARAH3&pvtechchoice=crystSi&mountingplace=free&usehorizon=1
65 | 210 | 1 | 127.8 | 4.12 | https://re.jrc.ec.europa.eu/api/v5_3/PVcalc?lat=30.0444&lon=31.2357&peakpower=1&loss=14&angle=65&aspect=30&outputformat=json&raddatabase=PVGIS-SARAH3&pvtechchoice=crystSi&mountingplace=free&usehorizon=1
65 | 210 | 2 | 118.09 | 4.22 | https://re.jrc.ec.europa.eu/api/v5_3/PVcalc?lat=30.0444&lon=31.2357&peakpower=1&loss=14&angle=65&aspect=30&outputformat=json&raddatabase=PVGIS-SARAH3&pvtechchoice=crystSi&mountingplace=free&usehorizon=1
65 | 210 | 3 | 137.94 | 4.45 | https://re.jrc.ec.europa.eu/api/v5_3/PVcalc?lat=30.0444&lon=31.2357&peakpower=1&loss=14&angle=65&aspect=30&outputformat=json&raddatabase=PVGIS-SARAH3&pvtechchoice=crystSi&mountingplace=free&usehorizon=1
65 | 210 | 4 | 124.84 | 4.16 | https://re.jrc.ec.europa.eu/api/v5_3/PVcalc?lat=30.0444&lon=31.2357&peakpower=1&loss=14&angle=65&aspect=30&outputformat=json&raddatabase=PVGIS-SARAH3&pvtechchoice=crystSi&mountingplace=free&usehorizon=1
65 | 210 | 5 | 114.48 | 3.69 | https://re.jrc.ec.europa.eu/api/v5_3/PVcalc?lat=30.0444&lon=31.2357&peakpower=1&loss=14&angle=65&aspect=30&outputformat=json&raddatabase=PVGIS-SARAH3&pvtechchoice=crystSi&mountingplace=free&usehorizon=1
65 | 210 | 6 | 105.22 | 3.51 | https://re.jrc.ec.europa.eu/api/v5_3/PVcalc?lat=30.0444&lon=31.2357&peakpower=1&loss=14&angle=65&aspect=30&outputformat=json&raddatabase=PVGIS-SARAH3&pvtechchoice=crystSi&mountingplace=free&usehorizon=1
65 | 210 | 7 | 112.74 | 3.64 | https://re.jrc.ec.europa.eu/api/v5_3/PVcalc?lat=30.0444&lon=31.2357&peakpower=1&loss=14&angle=65&aspect=30&outputformat=json&raddatabase=PVGIS-SARAH3&pvtechchoice=crystSi&mountingplace=free&usehorizon=1
65 | 210 | 8 | 125.43 | 4.05 | https://re.jrc.ec.europa.eu/api/v5_3/PVcalc?lat=30.0444&lon=31.2357&peakpower=1&loss=14&angle=65&aspect=30&outputformat=json&raddatabase=PVGIS-SARAH3&pvtechchoice=crystSi&mountingplace=free&usehorizon=1
65 | 210 | 9 | 134.28 | 4.48 | https://re.jrc.ec.europa.eu/api/v5_3/PVcalc?lat=30.0444&lon=31.2357&peakpower=1&loss=14&angle=65&aspect=30&outputformat=json&raddatabase=PVGIS-SARAH3&pvtechchoice=crystSi&mountingplace=free&usehorizon=1
65 | 210 | 10 | 139.26 | 4.49 | https://re.jrc.ec.europa.eu/api/v5_3/PVcalc?lat=30.0444&lon=31.2357&peakpower=1&loss=14&angle=65&aspect=30&outputformat=json&raddatabase=PVGIS-SARAH3&pvtechchoice=crystSi&mountingplace=free&usehorizon=1
65 | 210 | 11 | 132.44 | 4.41 | https://re.jrc.ec.europa.eu/api/v5_3/PVcalc?lat=30.0444&lon=31.2357&peakpower=1&loss=14&angle=65&aspect=30&outputformat=json&raddatabase=PVGIS-SARAH3&pvtechchoice=crystSi&mountingplace=free&usehorizon=1
65 | 210 | 12 | 130.14 | 4.2 | https://re.jrc.ec.europa.eu/api/v5_3/PVcalc?lat=30.0444&lon=31.2357&peakpower=1&loss=14&angle=65&aspect=30&outputformat=json&raddatabase=PVGIS-SARAH3&pvtechchoice=crystSi&mountingplace=free&usehorizon=1
65 | 225 | 1 | 113.39 | 3.66 | https://re.jrc.ec.europa.eu/api/v5_3/PVcalc?lat=30.0444&lon=31.2357&peakpower=1&loss=14&angle=65&aspect=45&outputformat=json&raddatabase=PVGIS-SARAH3&pvtechchoice=crystSi&mountingplace=free&usehorizon=1
65 | 225 | 2 | 108 | 3.86 | https://re.jrc.ec.europa.eu/api/v5_3/PVcalc?lat=30.0444&lon=31.2357&peakpower=1&loss=14&angle=65&aspect=45&outputformat=json&raddatabase=PVGIS-SARAH3&pvtechchoice=crystSi&mountingplace=free&usehorizon=1
65 | 225 | 3 | 132.09 | 4.26 | https://re.jrc.ec.europa.eu/api/v5_3/PVcalc?lat=30.0444&lon=31.2357&peakpower=1&loss=14&angle=65&aspect=45&outputformat=json&raddatabase=PVGIS-SARAH3&pvtechchoice=crystSi&mountingplace=free&usehorizon=1
65 | 225 | 4 | 124.9 | 4.16 | https://re.jrc.ec.europa.eu/api/v5_3/PVcalc?lat=30.0444&lon=31.2357&peakpower=1&loss=14&angle=65&aspect=45&outputformat=json&raddatabase=PVGIS-SARAH3&pvtechchoice=crystSi&mountingplace=free&usehorizon=1
65 | 225 | 5 | 120.17 | 3.88 | https://re.jrc.ec.europa.eu/api/v5_3/PVcalc?lat=30.0444&lon=31.2357&peakpower=1&loss=14&angle=65&aspect=45&outputformat=json&raddatabase=PVGIS-SARAH3&pvtechchoice=crystSi&mountingplace=free&usehorizon=1
65 | 225 | 6 | 115.32 | 3.84 | https://re.jrc.ec.europa.eu/api/v5_3/PVcalc?lat=30.0444&lon=31.2357&peakpower=1&loss=14&angle=65&aspect=45&outputformat=json&raddatabase=PVGIS-SARAH3&pvtechchoice=crystSi&mountingplace=free&usehorizon=1
65 | 225 | 7 | 122.18 | 3.94 | https://re.jrc.ec.europa.eu/api/v5_3/PVcalc?lat=30.0444&lon=31.2357&peakpower=1&loss=14&angle=65&aspect=45&outputformat=json&raddatabase=PVGIS-SARAH3&pvtechchoice=crystSi&mountingplace=free&usehorizon=1
65 | 225 | 8 | 129.19 | 4.17 | https://re.jrc.ec.europa.eu/api/v5_3/PVcalc?lat=30.0444&lon=31.2357&peakpower=1&loss=14&angle=65&aspect=45&outputformat=json&raddatabase=PVGIS-SARAH3&pvtechchoice=crystSi&mountingplace=free&usehorizon=1
65 | 225 | 9 | 131.12 | 4.37 | https://re.jrc.ec.europa.eu/api/v5_3/PVcalc?lat=30.0444&lon=31.2357&peakpower=1&loss=14&angle=65&aspect=45&outputformat=json&raddatabase=PVGIS-SARAH3&pvtechchoice=crystSi&mountingplace=free&usehorizon=1
65 | 225 | 10 | 129.45 | 4.18 | https://re.jrc.ec.europa.eu/api/v5_3/PVcalc?lat=30.0444&lon=31.2357&peakpower=1&loss=14&angle=65&aspect=45&outputformat=json&raddatabase=PVGIS-SARAH3&pvtechchoice=crystSi&mountingplace=free&usehorizon=1
65 | 225 | 11 | 118.88 | 3.96 | https://re.jrc.ec.europa.eu/api/v5_3/PVcalc?lat=30.0444&lon=31.2357&peakpower=1&loss=14&angle=65&aspect=45&outputformat=json&raddatabase=PVGIS-SARAH3&pvtechchoice=crystSi&mountingplace=free&usehorizon=1
65 | 225 | 12 | 114.84 | 3.7 | https://re.jrc.ec.europa.eu/api/v5_3/PVcalc?lat=30.0444&lon=31.2357&peakpower=1&loss=14&angle=65&aspect=45&outputformat=json&raddatabase=PVGIS-SARAH3&pvtechchoice=crystSi&mountingplace=free&usehorizon=1
65 | 240 | 1 | 97.55 | 3.15 | https://re.jrc.ec.europa.eu/api/v5_3/PVcalc?lat=30.0444&lon=31.2357&peakpower=1&loss=14&angle=65&aspect=60&outputformat=json&raddatabase=PVGIS-SARAH3&pvtechchoice=crystSi&mountingplace=free&usehorizon=1
65 | 240 | 2 | 96.92 | 3.46 | https://re.jrc.ec.europa.eu/api/v5_3/PVcalc?lat=30.0444&lon=31.2357&peakpower=1&loss=14&angle=65&aspect=60&outputformat=json&raddatabase=PVGIS-SARAH3&pvtechchoice=crystSi&mountingplace=free&usehorizon=1
65 | 240 | 3 | 124.79 | 4.03 | https://re.jrc.ec.europa.eu/api/v5_3/PVcalc?lat=30.0444&lon=31.2357&peakpower=1&loss=14&angle=65&aspect=60&outputformat=json&raddatabase=PVGIS-SARAH3&pvtechchoice=crystSi&mountingplace=free&usehorizon=1
65 | 240 | 4 | 123.52 | 4.12 | https://re.jrc.ec.europa.eu/api/v5_3/PVcalc?lat=30.0444&lon=31.2357&peakpower=1&loss=14&angle=65&aspect=60&outputformat=json&raddatabase=PVGIS-SARAH3&pvtechchoice=crystSi&mountingplace=free&usehorizon=1
65 | 240 | 5 | 124.39 | 4.01 | https://re.jrc.ec.europa.eu/api/v5_3/PVcalc?lat=30.0444&lon=31.2357&peakpower=1&loss=14&angle=65&aspect=60&outputformat=json&raddatabase=PVGIS-SARAH3&pvtechchoice=crystSi&mountingplace=free&usehorizon=1
65 | 240 | 6 | 123.31 | 4.11 | https://re.jrc.ec.europa.eu/api/v5_3/PVcalc?lat=30.0444&lon=31.2357&peakpower=1&loss=14&angle=65&aspect=60&outputformat=json&raddatabase=PVGIS-SARAH3&pvtechchoice=crystSi&mountingplace=free&usehorizon=1
65 | 240 | 7 | 129.28 | 4.17 | https://re.jrc.ec.europa.eu/api/v5_3/PVcalc?lat=30.0444&lon=31.2357&peakpower=1&loss=14&angle=65&aspect=60&outputformat=json&raddatabase=PVGIS-SARAH3&pvtechchoice=crystSi&mountingplace=free&usehorizon=1
65 | 240 | 8 | 131.1 | 4.23 | https://re.jrc.ec.europa.eu/api/v5_3/PVcalc?lat=30.0444&lon=31.2357&peakpower=1&loss=14&angle=65&aspect=60&outputformat=json&raddatabase=PVGIS-SARAH3&pvtechchoice=crystSi&mountingplace=free&usehorizon=1
65 | 240 | 9 | 126.17 | 4.21 | https://re.jrc.ec.europa.eu/api/v5_3/PVcalc?lat=30.0444&lon=31.2357&peakpower=1&loss=14&angle=65&aspect=60&outputformat=json&raddatabase=PVGIS-SARAH3&pvtechchoice=crystSi&mountingplace=free&usehorizon=1
65 | 240 | 10 | 118.09 | 3.81 | https://re.jrc.ec.europa.eu/api/v5_3/PVcalc?lat=30.0444&lon=31.2357&peakpower=1&loss=14&angle=65&aspect=60&outputformat=json&raddatabase=PVGIS-SARAH3&pvtechchoice=crystSi&mountingplace=free&usehorizon=1
65 | 240 | 11 | 103.78 | 3.46 | https://re.jrc.ec.europa.eu/api/v5_3/PVcalc?lat=30.0444&lon=31.2357&peakpower=1&loss=14&angle=65&aspect=60&outputformat=json&raddatabase=PVGIS-SARAH3&pvtechchoice=crystSi&mountingplace=free&usehorizon=1
65 | 240 | 12 | 97.78 | 3.15 | https://re.jrc.ec.europa.eu/api/v5_3/PVcalc?lat=30.0444&lon=31.2357&peakpower=1&loss=14&angle=65&aspect=60&outputformat=json&raddatabase=PVGIS-SARAH3&pvtechchoice=crystSi&mountingplace=free&usehorizon=1
65 | 255 | 1 | 81.21 | 2.62 | https://re.jrc.ec.europa.eu/api/v5_3/PVcalc?lat=30.0444&lon=31.2357&peakpower=1&loss=14&angle=65&aspect=75&outputformat=json&raddatabase=PVGIS-SARAH3&pvtechchoice=crystSi&mountingplace=free&usehorizon=1
65 | 255 | 2 | 84.88 | 3.03 | https://re.jrc.ec.europa.eu/api/v5_3/PVcalc?lat=30.0444&lon=31.2357&peakpower=1&loss=14&angle=65&aspect=75&outputformat=json&raddatabase=PVGIS-SARAH3&pvtechchoice=crystSi&mountingplace=free&usehorizon=1
65 | 255 | 3 | 115.42 | 3.72 | https://re.jrc.ec.europa.eu/api/v5_3/PVcalc?lat=30.0444&lon=31.2357&peakpower=1&loss=14&angle=65&aspect=75&outputformat=json&raddatabase=PVGIS-SARAH3&pvtechchoice=crystSi&mountingplace=free&usehorizon=1
65 | 255 | 4 | 119.85 | 3.99 | https://re.jrc.ec.europa.eu/api/v5_3/PVcalc?lat=30.0444&lon=31.2357&peakpower=1&loss=14&angle=65&aspect=75&outputformat=json&raddatabase=PVGIS-SARAH3&pvtechchoice=crystSi&mountingplace=free&usehorizon=1
65 | 255 | 5 | 125.96 | 4.06 | https://re.jrc.ec.europa.eu/api/v5_3/PVcalc?lat=30.0444&lon=31.2357&peakpower=1&loss=14&angle=65&aspect=75&outputformat=json&raddatabase=PVGIS-SARAH3&pvtechchoice=crystSi&mountingplace=free&usehorizon=1
65 | 255 | 6 | 128.37 | 4.28 | https://re.jrc.ec.europa.eu/api/v5_3/PVcalc?lat=30.0444&lon=31.2357&peakpower=1&loss=14&angle=65&aspect=75&outputformat=json&raddatabase=PVGIS-SARAH3&pvtechchoice=crystSi&mountingplace=free&usehorizon=1
65 | 255 | 7 | 133.4 | 4.3 | https://re.jrc.ec.europa.eu/api/v5_3/PVcalc?lat=30.0444&lon=31.2357&peakpower=1&loss=14&angle=65&aspect=75&outputformat=json&raddatabase=PVGIS-SARAH3&pvtechchoice=crystSi&mountingplace=free&usehorizon=1
65 | 255 | 8 | 130.07 | 4.2 | https://re.jrc.ec.europa.eu/api/v5_3/PVcalc?lat=30.0444&lon=31.2357&peakpower=1&loss=14&angle=65&aspect=75&outputformat=json&raddatabase=PVGIS-SARAH3&pvtechchoice=crystSi&mountingplace=free&usehorizon=1
65 | 255 | 9 | 118.94 | 3.96 | https://re.jrc.ec.europa.eu/api/v5_3/PVcalc?lat=30.0444&lon=31.2357&peakpower=1&loss=14&angle=65&aspect=75&outputformat=json&raddatabase=PVGIS-SARAH3&pvtechchoice=crystSi&mountingplace=free&usehorizon=1
65 | 255 | 10 | 105.48 | 3.4 | https://re.jrc.ec.europa.eu/api/v5_3/PVcalc?lat=30.0444&lon=31.2357&peakpower=1&loss=14&angle=65&aspect=75&outputformat=json&raddatabase=PVGIS-SARAH3&pvtechchoice=crystSi&mountingplace=free&usehorizon=1
65 | 255 | 11 | 87.97 | 2.93 | https://re.jrc.ec.europa.eu/api/v5_3/PVcalc?lat=30.0444&lon=31.2357&peakpower=1&loss=14&angle=65&aspect=75&outputformat=json&raddatabase=PVGIS-SARAH3&pvtechchoice=crystSi&mountingplace=free&usehorizon=1
65 | 255 | 12 | 80.27 | 2.59 | https://re.jrc.ec.europa.eu/api/v5_3/PVcalc?lat=30.0444&lon=31.2357&peakpower=1&loss=14&angle=65&aspect=75&outputformat=json&raddatabase=PVGIS-SARAH3&pvtechchoice=crystSi&mountingplace=free&usehorizon=1
65 | 270 | 1 | 65.14 | 2.1 | https://re.jrc.ec.europa.eu/api/v5_3/PVcalc?lat=30.0444&lon=31.2357&peakpower=1&loss=14&angle=65&aspect=90&outputformat=json&raddatabase=PVGIS-SARAH3&pvtechchoice=crystSi&mountingplace=free&usehorizon=1
65 | 270 | 2 | 72.49 | 2.59 | https://re.jrc.ec.europa.eu/api/v5_3/PVcalc?lat=30.0444&lon=31.2357&peakpower=1&loss=14&angle=65&aspect=90&outputformat=json&raddatabase=PVGIS-SARAH3&pvtechchoice=crystSi&mountingplace=free&usehorizon=1
65 | 270 | 3 | 104.49 | 3.37 | https://re.jrc.ec.europa.eu/api/v5_3/PVcalc?lat=30.0444&lon=31.2357&peakpower=1&loss=14&angle=65&aspect=90&outputformat=json&raddatabase=PVGIS-SARAH3&pvtechchoice=crystSi&mountingplace=free&usehorizon=1
65 | 270 | 4 | 114.03 | 3.8 | https://re.jrc.ec.europa.eu/api/v5_3/PVcalc?lat=30.0444&lon=31.2357&peakpower=1&loss=14&angle=65&aspect=90&outputformat=json&raddatabase=PVGIS-SARAH3&pvtechchoice=crystSi&mountingplace=free&usehorizon=1
65 | 270 | 5 | 124.85 | 4.03 | https://re.jrc.ec.europa.eu/api/v5_3/PVcalc?lat=30.0444&lon=31.2357&peakpower=1&loss=14&angle=65&aspect=90&outputformat=json&raddatabase=PVGIS-SARAH3&pvtechchoice=crystSi&mountingplace=free&usehorizon=1
65 | 270 | 6 | 130.27 | 4.34 | https://re.jrc.ec.europa.eu/api/v5_3/PVcalc?lat=30.0444&lon=31.2357&peakpower=1&loss=14&angle=65&aspect=90&outputformat=json&raddatabase=PVGIS-SARAH3&pvtechchoice=crystSi&mountingplace=free&usehorizon=1
65 | 270 | 7 | 134.11 | 4.33 | https://re.jrc.ec.europa.eu/api/v5_3/PVcalc?lat=30.0444&lon=31.2357&peakpower=1&loss=14&angle=65&aspect=90&outputformat=json&raddatabase=PVGIS-SARAH3&pvtechchoice=crystSi&mountingplace=free&usehorizon=1
65 | 270 | 8 | 126.16 | 4.07 | https://re.jrc.ec.europa.eu/api/v5_3/PVcalc?lat=30.0444&lon=31.2357&peakpower=1&loss=14&angle=65&aspect=90&outputformat=json&raddatabase=PVGIS-SARAH3&pvtechchoice=crystSi&mountingplace=free&usehorizon=1
65 | 270 | 9 | 109.5 | 3.65 | https://re.jrc.ec.europa.eu/api/v5_3/PVcalc?lat=30.0444&lon=31.2357&peakpower=1&loss=14&angle=65&aspect=90&outputformat=json&raddatabase=PVGIS-SARAH3&pvtechchoice=crystSi&mountingplace=free&usehorizon=1
65 | 270 | 10 | 91.37 | 2.95 | https://re.jrc.ec.europa.eu/api/v5_3/PVcalc?lat=30.0444&lon=31.2357&peakpower=1&loss=14&angle=65&aspect=90&outputformat=json&raddatabase=PVGIS-SARAH3&pvtechchoice=crystSi&mountingplace=free&usehorizon=1
65 | 270 | 11 | 71.68 | 2.39 | https://re.jrc.ec.europa.eu/api/v5_3/PVcalc?lat=30.0444&lon=31.2357&peakpower=1&loss=14&angle=65&aspect=90&outputformat=json&raddatabase=PVGIS-SARAH3&pvtechchoice=crystSi&mountingplace=free&usehorizon=1
65 | 270 | 12 | 63.09 | 2.04 | https://re.jrc.ec.europa.eu/api/v5_3/PVcalc?lat=30.0444&lon=31.2357&peakpower=1&loss=14&angle=65&aspect=90&outputformat=json&raddatabase=PVGIS-SARAH3&pvtechchoice=crystSi&mountingplace=free&usehorizon=1
65 | 285 | 1 | 49.64 | 1.6 | https://re.jrc.ec.europa.eu/api/v5_3/PVcalc?lat=30.0444&lon=31.2357&peakpower=1&loss=14&angle=65&aspect=105&outputformat=json&raddatabase=PVGIS-SARAH3&pvtechchoice=crystSi&mountingplace=free&usehorizon=1
65 | 285 | 2 | 59.59 | 2.13 | https://re.jrc.ec.europa.eu/api/v5_3/PVcalc?lat=30.0444&lon=31.2357&peakpower=1&loss=14&angle=65&aspect=105&outputformat=json&raddatabase=PVGIS-SARAH3&pvtechchoice=crystSi&mountingplace=free&usehorizon=1
65 | 285 | 3 | 91.44 | 2.95 | https://re.jrc.ec.europa.eu/api/v5_3/PVcalc?lat=30.0444&lon=31.2357&peakpower=1&loss=14&angle=65&aspect=105&outputformat=json&raddatabase=PVGIS-SARAH3&pvtechchoice=crystSi&mountingplace=free&usehorizon=1
65 | 285 | 4 | 105.79 | 3.53 | https://re.jrc.ec.europa.eu/api/v5_3/PVcalc?lat=30.0444&lon=31.2357&peakpower=1&loss=14&angle=65&aspect=105&outputformat=json&raddatabase=PVGIS-SARAH3&pvtechchoice=crystSi&mountingplace=free&usehorizon=1
65 | 285 | 5 | 120.79 | 3.9 | https://re.jrc.ec.europa.eu/api/v5_3/PVcalc?lat=30.0444&lon=31.2357&peakpower=1&loss=14&angle=65&aspect=105&outputformat=json&raddatabase=PVGIS-SARAH3&pvtechchoice=crystSi&mountingplace=free&usehorizon=1
65 | 285 | 6 | 128.7 | 4.29 | https://re.jrc.ec.europa.eu/api/v5_3/PVcalc?lat=30.0444&lon=31.2357&peakpower=1&loss=14&angle=65&aspect=105&outputformat=json&raddatabase=PVGIS-SARAH3&pvtechchoice=crystSi&mountingplace=free&usehorizon=1
65 | 285 | 7 | 131.33 | 4.24 | https://re.jrc.ec.europa.eu/api/v5_3/PVcalc?lat=30.0444&lon=31.2357&peakpower=1&loss=14&angle=65&aspect=105&outputformat=json&raddatabase=PVGIS-SARAH3&pvtechchoice=crystSi&mountingplace=free&usehorizon=1
65 | 285 | 8 | 119.02 | 3.84 | https://re.jrc.ec.europa.eu/api/v5_3/PVcalc?lat=30.0444&lon=31.2357&peakpower=1&loss=14&angle=65&aspect=105&outputformat=json&raddatabase=PVGIS-SARAH3&pvtechchoice=crystSi&mountingplace=free&usehorizon=1
65 | 285 | 9 | 97.64 | 3.25 | https://re.jrc.ec.europa.eu/api/v5_3/PVcalc?lat=30.0444&lon=31.2357&peakpower=1&loss=14&angle=65&aspect=105&outputformat=json&raddatabase=PVGIS-SARAH3&pvtechchoice=crystSi&mountingplace=free&usehorizon=1
65 | 285 | 10 | 75.98 | 2.45 | https://re.jrc.ec.europa.eu/api/v5_3/PVcalc?lat=30.0444&lon=31.2357&peakpower=1&loss=14&angle=65&aspect=105&outputformat=json&raddatabase=PVGIS-SARAH3&pvtechchoice=crystSi&mountingplace=free&usehorizon=1
65 | 285 | 11 | 55.18 | 1.84 | https://re.jrc.ec.europa.eu/api/v5_3/PVcalc?lat=30.0444&lon=31.2357&peakpower=1&loss=14&angle=65&aspect=105&outputformat=json&raddatabase=PVGIS-SARAH3&pvtechchoice=crystSi&mountingplace=free&usehorizon=1
65 | 285 | 12 | 46.71 | 1.51 | https://re.jrc.ec.europa.eu/api/v5_3/PVcalc?lat=30.0444&lon=31.2357&peakpower=1&loss=14&angle=65&aspect=105&outputformat=json&raddatabase=PVGIS-SARAH3&pvtechchoice=crystSi&mountingplace=free&usehorizon=1
65 | 300 | 1 | 35.29 | 1.14 | https://re.jrc.ec.europa.eu/api/v5_3/PVcalc?lat=30.0444&lon=31.2357&peakpower=1&loss=14&angle=65&aspect=120&outputformat=json&raddatabase=PVGIS-SARAH3&pvtechchoice=crystSi&mountingplace=free&usehorizon=1
65 | 300 | 2 | 46.5 | 1.66 | https://re.jrc.ec.europa.eu/api/v5_3/PVcalc?lat=30.0444&lon=31.2357&peakpower=1&loss=14&angle=65&aspect=120&outputformat=json&raddatabase=PVGIS-SARAH3&pvtechchoice=crystSi&mountingplace=free&usehorizon=1
65 | 300 | 3 | 76.91 | 2.48 | https://re.jrc.ec.europa.eu/api/v5_3/PVcalc?lat=30.0444&lon=31.2357&peakpower=1&loss=14&angle=65&aspect=120&outputformat=json&raddatabase=PVGIS-SARAH3&pvtechchoice=crystSi&mountingplace=free&usehorizon=1
65 | 300 | 4 | 95.09 | 3.17 | https://re.jrc.ec.europa.eu/api/v5_3/PVcalc?lat=30.0444&lon=31.2357&peakpower=1&loss=14&angle=65&aspect=120&outputformat=json&raddatabase=PVGIS-SARAH3&pvtechchoice=crystSi&mountingplace=free&usehorizon=1
65 | 300 | 5 | 113.88 | 3.67 | https://re.jrc.ec.europa.eu/api/v5_3/PVcalc?lat=30.0444&lon=31.2357&peakpower=1&loss=14&angle=65&aspect=120&outputformat=json&raddatabase=PVGIS-SARAH3&pvtechchoice=crystSi&mountingplace=free&usehorizon=1
65 | 300 | 6 | 123.74 | 4.12 | https://re.jrc.ec.europa.eu/api/v5_3/PVcalc?lat=30.0444&lon=31.2357&peakpower=1&loss=14&angle=65&aspect=120&outputformat=json&raddatabase=PVGIS-SARAH3&pvtechchoice=crystSi&mountingplace=free&usehorizon=1
65 | 300 | 7 | 124.98 | 4.03 | https://re.jrc.ec.europa.eu/api/v5_3/PVcalc?lat=30.0444&lon=31.2357&peakpower=1&loss=14&angle=65&aspect=120&outputformat=json&raddatabase=PVGIS-SARAH3&pvtechchoice=crystSi&mountingplace=free&usehorizon=1
65 | 300 | 8 | 108.6 | 3.5 | https://re.jrc.ec.europa.eu/api/v5_3/PVcalc?lat=30.0444&lon=31.2357&peakpower=1&loss=14&angle=65&aspect=120&outputformat=json&raddatabase=PVGIS-SARAH3&pvtechchoice=crystSi&mountingplace=free&usehorizon=1
65 | 300 | 9 | 83.45 | 2.78 | https://re.jrc.ec.europa.eu/api/v5_3/PVcalc?lat=30.0444&lon=31.2357&peakpower=1&loss=14&angle=65&aspect=120&outputformat=json&raddatabase=PVGIS-SARAH3&pvtechchoice=crystSi&mountingplace=free&usehorizon=1
65 | 300 | 10 | 59.82 | 1.93 | https://re.jrc.ec.europa.eu/api/v5_3/PVcalc?lat=30.0444&lon=31.2357&peakpower=1&loss=14&angle=65&aspect=120&outputformat=json&raddatabase=PVGIS-SARAH3&pvtechchoice=crystSi&mountingplace=free&usehorizon=1
65 | 300 | 11 | 39.55 | 1.32 | https://re.jrc.ec.europa.eu/api/v5_3/PVcalc?lat=30.0444&lon=31.2357&peakpower=1&loss=14&angle=65&aspect=120&outputformat=json&raddatabase=PVGIS-SARAH3&pvtechchoice=crystSi&mountingplace=free&usehorizon=1
65 | 300 | 12 | 32 | 1.03 | https://re.jrc.ec.europa.eu/api/v5_3/PVcalc?lat=30.0444&lon=31.2357&peakpower=1&loss=14&angle=65&aspect=120&outputformat=json&raddatabase=PVGIS-SARAH3&pvtechchoice=crystSi&mountingplace=free&usehorizon=1
65 | 315 | 1 | 23.73 | 0.77 | https://re.jrc.ec.europa.eu/api/v5_3/PVcalc?lat=30.0444&lon=31.2357&peakpower=1&loss=14&angle=65&aspect=135&outputformat=json&raddatabase=PVGIS-SARAH3&pvtechchoice=crystSi&mountingplace=free&usehorizon=1
65 | 315 | 2 | 34.19 | 1.22 | https://re.jrc.ec.europa.eu/api/v5_3/PVcalc?lat=30.0444&lon=31.2357&peakpower=1&loss=14&angle=65&aspect=135&outputformat=json&raddatabase=PVGIS-SARAH3&pvtechchoice=crystSi&mountingplace=free&usehorizon=1
65 | 315 | 3 | 61.19 | 1.97 | https://re.jrc.ec.europa.eu/api/v5_3/PVcalc?lat=30.0444&lon=31.2357&peakpower=1&loss=14&angle=65&aspect=135&outputformat=json&raddatabase=PVGIS-SARAH3&pvtechchoice=crystSi&mountingplace=free&usehorizon=1
65 | 315 | 4 | 82.26 | 2.74 | https://re.jrc.ec.europa.eu/api/v5_3/PVcalc?lat=30.0444&lon=31.2357&peakpower=1&loss=14&angle=65&aspect=135&outputformat=json&raddatabase=PVGIS-SARAH3&pvtechchoice=crystSi&mountingplace=free&usehorizon=1
65 | 315 | 5 | 104.36 | 3.37 | https://re.jrc.ec.europa.eu/api/v5_3/PVcalc?lat=30.0444&lon=31.2357&peakpower=1&loss=14&angle=65&aspect=135&outputformat=json&raddatabase=PVGIS-SARAH3&pvtechchoice=crystSi&mountingplace=free&usehorizon=1
65 | 315 | 6 | 115.78 | 3.86 | https://re.jrc.ec.europa.eu/api/v5_3/PVcalc?lat=30.0444&lon=31.2357&peakpower=1&loss=14&angle=65&aspect=135&outputformat=json&raddatabase=PVGIS-SARAH3&pvtechchoice=crystSi&mountingplace=free&usehorizon=1
65 | 315 | 7 | 115.45 | 3.72 | https://re.jrc.ec.europa.eu/api/v5_3/PVcalc?lat=30.0444&lon=31.2357&peakpower=1&loss=14&angle=65&aspect=135&outputformat=json&raddatabase=PVGIS-SARAH3&pvtechchoice=crystSi&mountingplace=free&usehorizon=1
65 | 315 | 8 | 95.26 | 3.07 | https://re.jrc.ec.europa.eu/api/v5_3/PVcalc?lat=30.0444&lon=31.2357&peakpower=1&loss=14&angle=65&aspect=135&outputformat=json&raddatabase=PVGIS-SARAH3&pvtechchoice=crystSi&mountingplace=free&usehorizon=1
65 | 315 | 9 | 67.52 | 2.25 | https://re.jrc.ec.europa.eu/api/v5_3/PVcalc?lat=30.0444&lon=31.2357&peakpower=1&loss=14&angle=65&aspect=135&outputformat=json&raddatabase=PVGIS-SARAH3&pvtechchoice=crystSi&mountingplace=free&usehorizon=1
65 | 315 | 10 | 43.61 | 1.41 | https://re.jrc.ec.europa.eu/api/v5_3/PVcalc?lat=30.0444&lon=31.2357&peakpower=1&loss=14&angle=65&aspect=135&outputformat=json&raddatabase=PVGIS-SARAH3&pvtechchoice=crystSi&mountingplace=free&usehorizon=1
65 | 315 | 11 | 26.08 | 0.87 | https://re.jrc.ec.europa.eu/api/v5_3/PVcalc?lat=30.0444&lon=31.2357&peakpower=1&loss=14&angle=65&aspect=135&outputformat=json&raddatabase=PVGIS-SARAH3&pvtechchoice=crystSi&mountingplace=free&usehorizon=1
65 | 315 | 12 | 20.89 | 0.67 | https://re.jrc.ec.europa.eu/api/v5_3/PVcalc?lat=30.0444&lon=31.2357&peakpower=1&loss=14&angle=65&aspect=135&outputformat=json&raddatabase=PVGIS-SARAH3&pvtechchoice=crystSi&mountingplace=free&usehorizon=1
65 | 330 | 1 | 17.87 | 0.58 | https://re.jrc.ec.europa.eu/api/v5_3/PVcalc?lat=30.0444&lon=31.2357&peakpower=1&loss=14&angle=65&aspect=150&outputformat=json&raddatabase=PVGIS-SARAH3&pvtechchoice=crystSi&mountingplace=free&usehorizon=1
65 | 330 | 2 | 24.38 | 0.87 | https://re.jrc.ec.europa.eu/api/v5_3/PVcalc?lat=30.0444&lon=31.2357&peakpower=1&loss=14&angle=65&aspect=150&outputformat=json&raddatabase=PVGIS-SARAH3&pvtechchoice=crystSi&mountingplace=free&usehorizon=1
65 | 330 | 3 | 45.25 | 1.46 | https://re.jrc.ec.europa.eu/api/v5_3/PVcalc?lat=30.0444&lon=31.2357&peakpower=1&loss=14&angle=65&aspect=150&outputformat=json&raddatabase=PVGIS-SARAH3&pvtechchoice=crystSi&mountingplace=free&usehorizon=1
65 | 330 | 4 | 67.73 | 2.26 | https://re.jrc.ec.europa.eu/api/v5_3/PVcalc?lat=30.0444&lon=31.2357&peakpower=1&loss=14&angle=65&aspect=150&outputformat=json&raddatabase=PVGIS-SARAH3&pvtechchoice=crystSi&mountingplace=free&usehorizon=1
65 | 330 | 5 | 93.01 | 3 | https://re.jrc.ec.europa.eu/api/v5_3/PVcalc?lat=30.0444&lon=31.2357&peakpower=1&loss=14&angle=65&aspect=150&outputformat=json&raddatabase=PVGIS-SARAH3&pvtechchoice=crystSi&mountingplace=free&usehorizon=1
65 | 330 | 6 | 106.03 | 3.53 | https://re.jrc.ec.europa.eu/api/v5_3/PVcalc?lat=30.0444&lon=31.2357&peakpower=1&loss=14&angle=65&aspect=150&outputformat=json&raddatabase=PVGIS-SARAH3&pvtechchoice=crystSi&mountingplace=free&usehorizon=1
65 | 330 | 7 | 103.74 | 3.35 | https://re.jrc.ec.europa.eu/api/v5_3/PVcalc?lat=30.0444&lon=31.2357&peakpower=1&loss=14&angle=65&aspect=150&outputformat=json&raddatabase=PVGIS-SARAH3&pvtechchoice=crystSi&mountingplace=free&usehorizon=1
65 | 330 | 8 | 79.54 | 2.57 | https://re.jrc.ec.europa.eu/api/v5_3/PVcalc?lat=30.0444&lon=31.2357&peakpower=1&loss=14&angle=65&aspect=150&outputformat=json&raddatabase=PVGIS-SARAH3&pvtechchoice=crystSi&mountingplace=free&usehorizon=1
65 | 330 | 9 | 50.37 | 1.68 | https://re.jrc.ec.europa.eu/api/v5_3/PVcalc?lat=30.0444&lon=31.2357&peakpower=1&loss=14&angle=65&aspect=150&outputformat=json&raddatabase=PVGIS-SARAH3&pvtechchoice=crystSi&mountingplace=free&usehorizon=1
65 | 330 | 10 | 29.28 | 0.94 | https://re.jrc.ec.europa.eu/api/v5_3/PVcalc?lat=30.0444&lon=31.2357&peakpower=1&loss=14&angle=65&aspect=150&outputformat=json&raddatabase=PVGIS-SARAH3&pvtechchoice=crystSi&mountingplace=free&usehorizon=1
65 | 330 | 11 | 17.95 | 0.6 | https://re.jrc.ec.europa.eu/api/v5_3/PVcalc?lat=30.0444&lon=31.2357&peakpower=1&loss=14&angle=65&aspect=150&outputformat=json&raddatabase=PVGIS-SARAH3&pvtechchoice=crystSi&mountingplace=free&usehorizon=1
65 | 330 | 12 | 16.28 | 0.53 | https://re.jrc.ec.europa.eu/api/v5_3/PVcalc?lat=30.0444&lon=31.2357&peakpower=1&loss=14&angle=65&aspect=150&outputformat=json&raddatabase=PVGIS-SARAH3&pvtechchoice=crystSi&mountingplace=free&usehorizon=1
65 | 345 | 1 | 17.42 | 0.56 | https://re.jrc.ec.europa.eu/api/v5_3/PVcalc?lat=30.0444&lon=31.2357&peakpower=1&loss=14&angle=65&aspect=165&outputformat=json&raddatabase=PVGIS-SARAH3&pvtechchoice=crystSi&mountingplace=free&usehorizon=1
65 | 345 | 2 | 20.38 | 0.73 | https://re.jrc.ec.europa.eu/api/v5_3/PVcalc?lat=30.0444&lon=31.2357&peakpower=1&loss=14&angle=65&aspect=165&outputformat=json&raddatabase=PVGIS-SARAH3&pvtechchoice=crystSi&mountingplace=free&usehorizon=1
65 | 345 | 3 | 31.65 | 1.02 | https://re.jrc.ec.europa.eu/api/v5_3/PVcalc?lat=30.0444&lon=31.2357&peakpower=1&loss=14&angle=65&aspect=165&outputformat=json&raddatabase=PVGIS-SARAH3&pvtechchoice=crystSi&mountingplace=free&usehorizon=1
65 | 345 | 4 | 52.66 | 1.76 | https://re.jrc.ec.europa.eu/api/v5_3/PVcalc?lat=30.0444&lon=31.2357&peakpower=1&loss=14&angle=65&aspect=165&outputformat=json&raddatabase=PVGIS-SARAH3&pvtechchoice=crystSi&mountingplace=free&usehorizon=1
65 | 345 | 5 | 84.42 | 2.72 | https://re.jrc.ec.europa.eu/api/v5_3/PVcalc?lat=30.0444&lon=31.2357&peakpower=1&loss=14&angle=65&aspect=165&outputformat=json&raddatabase=PVGIS-SARAH3&pvtechchoice=crystSi&mountingplace=free&usehorizon=1
65 | 345 | 6 | 101.31 | 3.38 | https://re.jrc.ec.europa.eu/api/v5_3/PVcalc?lat=30.0444&lon=31.2357&peakpower=1&loss=14&angle=65&aspect=165&outputformat=json&raddatabase=PVGIS-SARAH3&pvtechchoice=crystSi&mountingplace=free&usehorizon=1
65 | 345 | 7 | 95.73 | 3.09 | https://re.jrc.ec.europa.eu/api/v5_3/PVcalc?lat=30.0444&lon=31.2357&peakpower=1&loss=14&angle=65&aspect=165&outputformat=json&raddatabase=PVGIS-SARAH3&pvtechchoice=crystSi&mountingplace=free&usehorizon=1
65 | 345 | 8 | 63.53 | 2.05 | https://re.jrc.ec.europa.eu/api/v5_3/PVcalc?lat=30.0444&lon=31.2357&peakpower=1&loss=14&angle=65&aspect=165&outputformat=json&raddatabase=PVGIS-SARAH3&pvtechchoice=crystSi&mountingplace=free&usehorizon=1
65 | 345 | 9 | 33.75 | 1.13 | https://re.jrc.ec.europa.eu/api/v5_3/PVcalc?lat=30.0444&lon=31.2357&peakpower=1&loss=14&angle=65&aspect=165&outputformat=json&raddatabase=PVGIS-SARAH3&pvtechchoice=crystSi&mountingplace=free&usehorizon=1
65 | 345 | 10 | 21.12 | 0.68 | https://re.jrc.ec.europa.eu/api/v5_3/PVcalc?lat=30.0444&lon=31.2357&peakpower=1&loss=14&angle=65&aspect=165&outputformat=json&raddatabase=PVGIS-SARAH3&pvtechchoice=crystSi&mountingplace=free&usehorizon=1
65 | 345 | 11 | 16.72 | 0.56 | https://re.jrc.ec.europa.eu/api/v5_3/PVcalc?lat=30.0444&lon=31.2357&peakpower=1&loss=14&angle=65&aspect=165&outputformat=json&raddatabase=PVGIS-SARAH3&pvtechchoice=crystSi&mountingplace=free&usehorizon=1
65 | 345 | 12 | 16.13 | 0.52 | https://re.jrc.ec.europa.eu/api/v5_3/PVcalc?lat=30.0444&lon=31.2357&peakpower=1&loss=14&angle=65&aspect=165&outputformat=json&raddatabase=PVGIS-SARAH3&pvtechchoice=crystSi&mountingplace=free&usehorizon=1
65 | 360 | 1 | 17.42 | 0.56 | https://re.jrc.ec.europa.eu/api/v5_3/PVcalc?lat=30.0444&lon=31.2357&peakpower=1&loss=14&angle=65&aspect=180&outputformat=json&raddatabase=PVGIS-SARAH3&pvtechchoice=crystSi&mountingplace=free&usehorizon=1
65 | 360 | 2 | 20.26 | 0.72 | https://re.jrc.ec.europa.eu/api/v5_3/PVcalc?lat=30.0444&lon=31.2357&peakpower=1&loss=14&angle=65&aspect=180&outputformat=json&raddatabase=PVGIS-SARAH3&pvtechchoice=crystSi&mountingplace=free&usehorizon=1
65 | 360 | 3 | 26.16 | 0.84 | https://re.jrc.ec.europa.eu/api/v5_3/PVcalc?lat=30.0444&lon=31.2357&peakpower=1&loss=14&angle=65&aspect=180&outputformat=json&raddatabase=PVGIS-SARAH3&pvtechchoice=crystSi&mountingplace=free&usehorizon=1
65 | 360 | 4 | 44.39 | 1.48 | https://re.jrc.ec.europa.eu/api/v5_3/PVcalc?lat=30.0444&lon=31.2357&peakpower=1&loss=14&angle=65&aspect=180&outputformat=json&raddatabase=PVGIS-SARAH3&pvtechchoice=crystSi&mountingplace=free&usehorizon=1
65 | 360 | 5 | 81.84 | 2.64 | https://re.jrc.ec.europa.eu/api/v5_3/PVcalc?lat=30.0444&lon=31.2357&peakpower=1&loss=14&angle=65&aspect=180&outputformat=json&raddatabase=PVGIS-SARAH3&pvtechchoice=crystSi&mountingplace=free&usehorizon=1
65 | 360 | 6 | 99.06 | 3.3 | https://re.jrc.ec.europa.eu/api/v5_3/PVcalc?lat=30.0444&lon=31.2357&peakpower=1&loss=14&angle=65&aspect=180&outputformat=json&raddatabase=PVGIS-SARAH3&pvtechchoice=crystSi&mountingplace=free&usehorizon=1
65 | 360 | 7 | 91.59 | 2.95 | https://re.jrc.ec.europa.eu/api/v5_3/PVcalc?lat=30.0444&lon=31.2357&peakpower=1&loss=14&angle=65&aspect=180&outputformat=json&raddatabase=PVGIS-SARAH3&pvtechchoice=crystSi&mountingplace=free&usehorizon=1
65 | 360 | 8 | 55.32 | 1.78 | https://re.jrc.ec.europa.eu/api/v5_3/PVcalc?lat=30.0444&lon=31.2357&peakpower=1&loss=14&angle=65&aspect=180&outputformat=json&raddatabase=PVGIS-SARAH3&pvtechchoice=crystSi&mountingplace=free&usehorizon=1
65 | 360 | 9 | 24.21 | 0.81 | https://re.jrc.ec.europa.eu/api/v5_3/PVcalc?lat=30.0444&lon=31.2357&peakpower=1&loss=14&angle=65&aspect=180&outputformat=json&raddatabase=PVGIS-SARAH3&pvtechchoice=crystSi&mountingplace=free&usehorizon=1
65 | 360 | 10 | 20.23 | 0.65 | https://re.jrc.ec.europa.eu/api/v5_3/PVcalc?lat=30.0444&lon=31.2357&peakpower=1&loss=14&angle=65&aspect=180&outputformat=json&raddatabase=PVGIS-SARAH3&pvtechchoice=crystSi&mountingplace=free&usehorizon=1
65 | 360 | 11 | 16.72 | 0.56 | https://re.jrc.ec.europa.eu/api/v5_3/PVcalc?lat=30.0444&lon=31.2357&peakpower=1&loss=14&angle=65&aspect=180&outputformat=json&raddatabase=PVGIS-SARAH3&pvtechchoice=crystSi&mountingplace=free&usehorizon=1
65 | 360 | 12 | 16.13 | 0.52 | https://re.jrc.ec.europa.eu/api/v5_3/PVcalc?lat=30.0444&lon=31.2357&peakpower=1&loss=14&angle=65&aspect=180&outputformat=json&raddatabase=PVGIS-SARAH3&pvtechchoice=crystSi&mountingplace=free&usehorizon=1
70 | 0 | 1 | 16.11 | 0.52 | https://re.jrc.ec.europa.eu/api/v5_3/PVcalc?lat=30.0444&lon=31.2357&peakpower=1&loss=14&angle=70&aspect=-180&outputformat=json&raddatabase=PVGIS-SARAH3&pvtechchoice=crystSi&mountingplace=free&usehorizon=1
70 | 0 | 2 | 18.76 | 0.67 | https://re.jrc.ec.europa.eu/api/v5_3/PVcalc?lat=30.0444&lon=31.2357&peakpower=1&loss=14&angle=70&aspect=-180&outputformat=json&raddatabase=PVGIS-SARAH3&pvtechchoice=crystSi&mountingplace=free&usehorizon=1
70 | 0 | 3 | 24.09 | 0.78 | https://re.jrc.ec.europa.eu/api/v5_3/PVcalc?lat=30.0444&lon=31.2357&peakpower=1&loss=14&angle=70&aspect=-180&outputformat=json&raddatabase=PVGIS-SARAH3&pvtechchoice=crystSi&mountingplace=free&usehorizon=1
70 | 0 | 4 | 35.78 | 1.19 | https://re.jrc.ec.europa.eu/api/v5_3/PVcalc?lat=30.0444&lon=31.2357&peakpower=1&loss=14&angle=70&aspect=-180&outputformat=json&raddatabase=PVGIS-SARAH3&pvtechchoice=crystSi&mountingplace=free&usehorizon=1
70 | 0 | 5 | 68.06 | 2.2 | https://re.jrc.ec.europa.eu/api/v5_3/PVcalc?lat=30.0444&lon=31.2357&peakpower=1&loss=14&angle=70&aspect=-180&outputformat=json&raddatabase=PVGIS-SARAH3&pvtechchoice=crystSi&mountingplace=free&usehorizon=1
70 | 0 | 6 | 84.69 | 2.82 | https://re.jrc.ec.europa.eu/api/v5_3/PVcalc?lat=30.0444&lon=31.2357&peakpower=1&loss=14&angle=70&aspect=-180&outputformat=json&raddatabase=PVGIS-SARAH3&pvtechchoice=crystSi&mountingplace=free&usehorizon=1
70 | 0 | 7 | 76.69 | 2.47 | https://re.jrc.ec.europa.eu/api/v5_3/PVcalc?lat=30.0444&lon=31.2357&peakpower=1&loss=14&angle=70&aspect=-180&outputformat=json&raddatabase=PVGIS-SARAH3&pvtechchoice=crystSi&mountingplace=free&usehorizon=1
70 | 0 | 8 | 43.25 | 1.4 | https://re.jrc.ec.europa.eu/api/v5_3/PVcalc?lat=30.0444&lon=31.2357&peakpower=1&loss=14&angle=70&aspect=-180&outputformat=json&raddatabase=PVGIS-SARAH3&pvtechchoice=crystSi&mountingplace=free&usehorizon=1
70 | 0 | 9 | 20.95 | 0.7 | https://re.jrc.ec.europa.eu/api/v5_3/PVcalc?lat=30.0444&lon=31.2357&peakpower=1&loss=14&angle=70&aspect=-180&outputformat=json&raddatabase=PVGIS-SARAH3&pvtechchoice=crystSi&mountingplace=free&usehorizon=1
70 | 0 | 10 | 18.72 | 0.6 | https://re.jrc.ec.europa.eu/api/v5_3/PVcalc?lat=30.0444&lon=31.2357&peakpower=1&loss=14&angle=70&aspect=-180&outputformat=json&raddatabase=PVGIS-SARAH3&pvtechchoice=crystSi&mountingplace=free&usehorizon=1
70 | 0 | 11 | 15.47 | 0.52 | https://re.jrc.ec.europa.eu/api/v5_3/PVcalc?lat=30.0444&lon=31.2357&peakpower=1&loss=14&angle=70&aspect=-180&outputformat=json&raddatabase=PVGIS-SARAH3&pvtechchoice=crystSi&mountingplace=free&usehorizon=1
70 | 0 | 12 | 14.91 | 0.48 | https://re.jrc.ec.europa.eu/api/v5_3/PVcalc?lat=30.0444&lon=31.2357&peakpower=1&loss=14&angle=70&aspect=-180&outputformat=json&raddatabase=PVGIS-SARAH3&pvtechchoice=crystSi&mountingplace=free&usehorizon=1
70 | 15 | 1 | 16.11 | 0.52 | https://re.jrc.ec.europa.eu/api/v5_3/PVcalc?lat=30.0444&lon=31.2357&peakpower=1&loss=14&angle=70&aspect=-165&outputformat=json&raddatabase=PVGIS-SARAH3&pvtechchoice=crystSi&mountingplace=free&usehorizon=1
70 | 15 | 2 | 18.83 | 0.67 | https://re.jrc.ec.europa.eu/api/v5_3/PVcalc?lat=30.0444&lon=31.2357&peakpower=1&loss=14&angle=70&aspect=-165&outputformat=json&raddatabase=PVGIS-SARAH3&pvtechchoice=crystSi&mountingplace=free&usehorizon=1
70 | 15 | 3 | 27.54 | 0.89 | https://re.jrc.ec.europa.eu/api/v5_3/PVcalc?lat=30.0444&lon=31.2357&peakpower=1&loss=14&angle=70&aspect=-165&outputformat=json&raddatabase=PVGIS-SARAH3&pvtechchoice=crystSi&mountingplace=free&usehorizon=1
70 | 15 | 4 | 42.97 | 1.43 | https://re.jrc.ec.europa.eu/api/v5_3/PVcalc?lat=30.0444&lon=31.2357&peakpower=1&loss=14&angle=70&aspect=-165&outputformat=json&raddatabase=PVGIS-SARAH3&pvtechchoice=crystSi&mountingplace=free&usehorizon=1
70 | 15 | 5 | 69.41 | 2.24 | https://re.jrc.ec.europa.eu/api/v5_3/PVcalc?lat=30.0444&lon=31.2357&peakpower=1&loss=14&angle=70&aspect=-165&outputformat=json&raddatabase=PVGIS-SARAH3&pvtechchoice=crystSi&mountingplace=free&usehorizon=1
70 | 15 | 6 | 81.88 | 2.73 | https://re.jrc.ec.europa.eu/api/v5_3/PVcalc?lat=30.0444&lon=31.2357&peakpower=1&loss=14&angle=70&aspect=-165&outputformat=json&raddatabase=PVGIS-SARAH3&pvtechchoice=crystSi&mountingplace=free&usehorizon=1
70 | 15 | 7 | 74.2 | 2.39 | https://re.jrc.ec.europa.eu/api/v5_3/PVcalc?lat=30.0444&lon=31.2357&peakpower=1&loss=14&angle=70&aspect=-165&outputformat=json&raddatabase=PVGIS-SARAH3&pvtechchoice=crystSi&mountingplace=free&usehorizon=1
70 | 15 | 8 | 48.26 | 1.56 | https://re.jrc.ec.europa.eu/api/v5_3/PVcalc?lat=30.0444&lon=31.2357&peakpower=1&loss=14&angle=70&aspect=-165&outputformat=json&raddatabase=PVGIS-SARAH3&pvtechchoice=crystSi&mountingplace=free&usehorizon=1
70 | 15 | 9 | 26.75 | 0.89 | https://re.jrc.ec.europa.eu/api/v5_3/PVcalc?lat=30.0444&lon=31.2357&peakpower=1&loss=14&angle=70&aspect=-165&outputformat=json&raddatabase=PVGIS-SARAH3&pvtechchoice=crystSi&mountingplace=free&usehorizon=1
70 | 15 | 10 | 19.21 | 0.62 | https://re.jrc.ec.europa.eu/api/v5_3/PVcalc?lat=30.0444&lon=31.2357&peakpower=1&loss=14&angle=70&aspect=-165&outputformat=json&raddatabase=PVGIS-SARAH3&pvtechchoice=crystSi&mountingplace=free&usehorizon=1
70 | 15 | 11 | 15.47 | 0.52 | https://re.jrc.ec.europa.eu/api/v5_3/PVcalc?lat=30.0444&lon=31.2357&peakpower=1&loss=14&angle=70&aspect=-165&outputformat=json&raddatabase=PVGIS-SARAH3&pvtechchoice=crystSi&mountingplace=free&usehorizon=1
70 | 15 | 12 | 14.91 | 0.48 | https://re.jrc.ec.europa.eu/api/v5_3/PVcalc?lat=30.0444&lon=31.2357&peakpower=1&loss=14&angle=70&aspect=-165&outputformat=json&raddatabase=PVGIS-SARAH3&pvtechchoice=crystSi&mountingplace=free&usehorizon=1
70 | 30 | 1 | 16.43 | 0.53 | https://re.jrc.ec.europa.eu/api/v5_3/PVcalc?lat=30.0444&lon=31.2357&peakpower=1&loss=14&angle=70&aspect=-150&outputformat=json&raddatabase=PVGIS-SARAH3&pvtechchoice=crystSi&mountingplace=free&usehorizon=1
70 | 30 | 2 | 22.19 | 0.79 | https://re.jrc.ec.europa.eu/api/v5_3/PVcalc?lat=30.0444&lon=31.2357&peakpower=1&loss=14&angle=70&aspect=-150&outputformat=json&raddatabase=PVGIS-SARAH3&pvtechchoice=crystSi&mountingplace=free&usehorizon=1
70 | 30 | 3 | 38.57 | 1.24 | https://re.jrc.ec.europa.eu/api/v5_3/PVcalc?lat=30.0444&lon=31.2357&peakpower=1&loss=14&angle=70&aspect=-150&outputformat=json&raddatabase=PVGIS-SARAH3&pvtechchoice=crystSi&mountingplace=free&usehorizon=1
70 | 30 | 4 | 57.23 | 1.91 | https://re.jrc.ec.europa.eu/api/v5_3/PVcalc?lat=30.0444&lon=31.2357&peakpower=1&loss=14&angle=70&aspect=-150&outputformat=json&raddatabase=PVGIS-SARAH3&pvtechchoice=crystSi&mountingplace=free&usehorizon=1
70 | 30 | 5 | 79.56 | 2.57 | https://re.jrc.ec.europa.eu/api/v5_3/PVcalc?lat=30.0444&lon=31.2357&peakpower=1&loss=14&angle=70&aspect=-150&outputformat=json&raddatabase=PVGIS-SARAH3&pvtechchoice=crystSi&mountingplace=free&usehorizon=1
70 | 30 | 6 | 86.69 | 2.89 | https://re.jrc.ec.europa.eu/api/v5_3/PVcalc?lat=30.0444&lon=31.2357&peakpower=1&loss=14&angle=70&aspect=-150&outputformat=json&raddatabase=PVGIS-SARAH3&pvtechchoice=crystSi&mountingplace=free&usehorizon=1
70 | 30 | 7 | 81.66 | 2.63 | https://re.jrc.ec.europa.eu/api/v5_3/PVcalc?lat=30.0444&lon=31.2357&peakpower=1&loss=14&angle=70&aspect=-150&outputformat=json&raddatabase=PVGIS-SARAH3&pvtechchoice=crystSi&mountingplace=free&usehorizon=1
70 | 30 | 8 | 63.28 | 2.04 | https://re.jrc.ec.europa.eu/api/v5_3/PVcalc?lat=30.0444&lon=31.2357&peakpower=1&loss=14&angle=70&aspect=-150&outputformat=json&raddatabase=PVGIS-SARAH3&pvtechchoice=crystSi&mountingplace=free&usehorizon=1
70 | 30 | 9 | 39.58 | 1.32 | https://re.jrc.ec.europa.eu/api/v5_3/PVcalc?lat=30.0444&lon=31.2357&peakpower=1&loss=14&angle=70&aspect=-150&outputformat=json&raddatabase=PVGIS-SARAH3&pvtechchoice=crystSi&mountingplace=free&usehorizon=1
70 | 30 | 10 | 25.36 | 0.82 | https://re.jrc.ec.europa.eu/api/v5_3/PVcalc?lat=30.0444&lon=31.2357&peakpower=1&loss=14&angle=70&aspect=-150&outputformat=json&raddatabase=PVGIS-SARAH3&pvtechchoice=crystSi&mountingplace=free&usehorizon=1
70 | 30 | 11 | 16.41 | 0.55 | https://re.jrc.ec.europa.eu/api/v5_3/PVcalc?lat=30.0444&lon=31.2357&peakpower=1&loss=14&angle=70&aspect=-150&outputformat=json&raddatabase=PVGIS-SARAH3&pvtechchoice=crystSi&mountingplace=free&usehorizon=1
70 | 30 | 12 | 14.98 | 0.48 | https://re.jrc.ec.europa.eu/api/v5_3/PVcalc?lat=30.0444&lon=31.2357&peakpower=1&loss=14&angle=70&aspect=-150&outputformat=json&raddatabase=PVGIS-SARAH3&pvtechchoice=crystSi&mountingplace=free&usehorizon=1
70 | 45 | 1 | 21.82 | 0.7 | https://re.jrc.ec.europa.eu/api/v5_3/PVcalc?lat=30.0444&lon=31.2357&peakpower=1&loss=14&angle=70&aspect=-135&outputformat=json&raddatabase=PVGIS-SARAH3&pvtechchoice=crystSi&mountingplace=free&usehorizon=1
70 | 45 | 2 | 32.07 | 1.15 | https://re.jrc.ec.europa.eu/api/v5_3/PVcalc?lat=30.0444&lon=31.2357&peakpower=1&loss=14&angle=70&aspect=-135&outputformat=json&raddatabase=PVGIS-SARAH3&pvtechchoice=crystSi&mountingplace=free&usehorizon=1
70 | 45 | 3 | 53.08 | 1.71 | https://re.jrc.ec.europa.eu/api/v5_3/PVcalc?lat=30.0444&lon=31.2357&peakpower=1&loss=14&angle=70&aspect=-135&outputformat=json&raddatabase=PVGIS-SARAH3&pvtechchoice=crystSi&mountingplace=free&usehorizon=1
70 | 45 | 4 | 71.11 | 2.37 | https://re.jrc.ec.europa.eu/api/v5_3/PVcalc?lat=30.0444&lon=31.2357&peakpower=1&loss=14&angle=70&aspect=-135&outputformat=json&raddatabase=PVGIS-SARAH3&pvtechchoice=crystSi&mountingplace=free&usehorizon=1
70 | 45 | 5 | 91.37 | 2.95 | https://re.jrc.ec.europa.eu/api/v5_3/PVcalc?lat=30.0444&lon=31.2357&peakpower=1&loss=14&angle=70&aspect=-135&outputformat=json&raddatabase=PVGIS-SARAH3&pvtechchoice=crystSi&mountingplace=free&usehorizon=1
70 | 45 | 6 | 96.51 | 3.22 | https://re.jrc.ec.europa.eu/api/v5_3/PVcalc?lat=30.0444&lon=31.2357&peakpower=1&loss=14&angle=70&aspect=-135&outputformat=json&raddatabase=PVGIS-SARAH3&pvtechchoice=crystSi&mountingplace=free&usehorizon=1
70 | 45 | 7 | 92.78 | 2.99 | https://re.jrc.ec.europa.eu/api/v5_3/PVcalc?lat=30.0444&lon=31.2357&peakpower=1&loss=14&angle=70&aspect=-135&outputformat=json&raddatabase=PVGIS-SARAH3&pvtechchoice=crystSi&mountingplace=free&usehorizon=1
70 | 45 | 8 | 77.56 | 2.5 | https://re.jrc.ec.europa.eu/api/v5_3/PVcalc?lat=30.0444&lon=31.2357&peakpower=1&loss=14&angle=70&aspect=-135&outputformat=json&raddatabase=PVGIS-SARAH3&pvtechchoice=crystSi&mountingplace=free&usehorizon=1
70 | 45 | 9 | 54.29 | 1.81 | https://re.jrc.ec.europa.eu/api/v5_3/PVcalc?lat=30.0444&lon=31.2357&peakpower=1&loss=14&angle=70&aspect=-135&outputformat=json&raddatabase=PVGIS-SARAH3&pvtechchoice=crystSi&mountingplace=free&usehorizon=1
70 | 45 | 10 | 38.12 | 1.23 | https://re.jrc.ec.europa.eu/api/v5_3/PVcalc?lat=30.0444&lon=31.2357&peakpower=1&loss=14&angle=70&aspect=-135&outputformat=json&raddatabase=PVGIS-SARAH3&pvtechchoice=crystSi&mountingplace=free&usehorizon=1
70 | 45 | 11 | 23.8 | 0.79 | https://re.jrc.ec.europa.eu/api/v5_3/PVcalc?lat=30.0444&lon=31.2357&peakpower=1&loss=14&angle=70&aspect=-135&outputformat=json&raddatabase=PVGIS-SARAH3&pvtechchoice=crystSi&mountingplace=free&usehorizon=1
70 | 45 | 12 | 19.17 | 0.62 | https://re.jrc.ec.europa.eu/api/v5_3/PVcalc?lat=30.0444&lon=31.2357&peakpower=1&loss=14&angle=70&aspect=-135&outputformat=json&raddatabase=PVGIS-SARAH3&pvtechchoice=crystSi&mountingplace=free&usehorizon=1
70 | 60 | 1 | 33.84 | 1.09 | https://re.jrc.ec.europa.eu/api/v5_3/PVcalc?lat=30.0444&lon=31.2357&peakpower=1&loss=14&angle=70&aspect=-120&outputformat=json&raddatabase=PVGIS-SARAH3&pvtechchoice=crystSi&mountingplace=free&usehorizon=1
70 | 60 | 2 | 45.38 | 1.62 | https://re.jrc.ec.europa.eu/api/v5_3/PVcalc?lat=30.0444&lon=31.2357&peakpower=1&loss=14&angle=70&aspect=-120&outputformat=json&raddatabase=PVGIS-SARAH3&pvtechchoice=crystSi&mountingplace=free&usehorizon=1
70 | 60 | 3 | 68.18 | 2.2 | https://re.jrc.ec.europa.eu/api/v5_3/PVcalc?lat=30.0444&lon=31.2357&peakpower=1&loss=14&angle=70&aspect=-120&outputformat=json&raddatabase=PVGIS-SARAH3&pvtechchoice=crystSi&mountingplace=free&usehorizon=1
70 | 60 | 4 | 83.41 | 2.78 | https://re.jrc.ec.europa.eu/api/v5_3/PVcalc?lat=30.0444&lon=31.2357&peakpower=1&loss=14&angle=70&aspect=-120&outputformat=json&raddatabase=PVGIS-SARAH3&pvtechchoice=crystSi&mountingplace=free&usehorizon=1
70 | 60 | 5 | 100.98 | 3.26 | https://re.jrc.ec.europa.eu/api/v5_3/PVcalc?lat=30.0444&lon=31.2357&peakpower=1&loss=14&angle=70&aspect=-120&outputformat=json&raddatabase=PVGIS-SARAH3&pvtechchoice=crystSi&mountingplace=free&usehorizon=1
70 | 60 | 6 | 104.46 | 3.48 | https://re.jrc.ec.europa.eu/api/v5_3/PVcalc?lat=30.0444&lon=31.2357&peakpower=1&loss=14&angle=70&aspect=-120&outputformat=json&raddatabase=PVGIS-SARAH3&pvtechchoice=crystSi&mountingplace=free&usehorizon=1
70 | 60 | 7 | 101.8 | 3.28 | https://re.jrc.ec.europa.eu/api/v5_3/PVcalc?lat=30.0444&lon=31.2357&peakpower=1&loss=14&angle=70&aspect=-120&outputformat=json&raddatabase=PVGIS-SARAH3&pvtechchoice=crystSi&mountingplace=free&usehorizon=1
70 | 60 | 8 | 89.78 | 2.9 | https://re.jrc.ec.europa.eu/api/v5_3/PVcalc?lat=30.0444&lon=31.2357&peakpower=1&loss=14&angle=70&aspect=-120&outputformat=json&raddatabase=PVGIS-SARAH3&pvtechchoice=crystSi&mountingplace=free&usehorizon=1
70 | 60 | 9 | 68.58 | 2.29 | https://re.jrc.ec.europa.eu/api/v5_3/PVcalc?lat=30.0444&lon=31.2357&peakpower=1&loss=14&angle=70&aspect=-120&outputformat=json&raddatabase=PVGIS-SARAH3&pvtechchoice=crystSi&mountingplace=free&usehorizon=1
70 | 60 | 10 | 53.59 | 1.73 | https://re.jrc.ec.europa.eu/api/v5_3/PVcalc?lat=30.0444&lon=31.2357&peakpower=1&loss=14&angle=70&aspect=-120&outputformat=json&raddatabase=PVGIS-SARAH3&pvtechchoice=crystSi&mountingplace=free&usehorizon=1
70 | 60 | 11 | 37.12 | 1.24 | https://re.jrc.ec.europa.eu/api/v5_3/PVcalc?lat=30.0444&lon=31.2357&peakpower=1&loss=14&angle=70&aspect=-120&outputformat=json&raddatabase=PVGIS-SARAH3&pvtechchoice=crystSi&mountingplace=free&usehorizon=1
70 | 60 | 12 | 30.5 | 0.98 | https://re.jrc.ec.europa.eu/api/v5_3/PVcalc?lat=30.0444&lon=31.2357&peakpower=1&loss=14&angle=70&aspect=-120&outputformat=json&raddatabase=PVGIS-SARAH3&pvtechchoice=crystSi&mountingplace=free&usehorizon=1
70 | 75 | 1 | 49.2 | 1.59 | https://re.jrc.ec.europa.eu/api/v5_3/PVcalc?lat=30.0444&lon=31.2357&peakpower=1&loss=14&angle=70&aspect=-105&outputformat=json&raddatabase=PVGIS-SARAH3&pvtechchoice=crystSi&mountingplace=free&usehorizon=1
70 | 75 | 2 | 59.77 | 2.13 | https://re.jrc.ec.europa.eu/api/v5_3/PVcalc?lat=30.0444&lon=31.2357&peakpower=1&loss=14&angle=70&aspect=-105&outputformat=json&raddatabase=PVGIS-SARAH3&pvtechchoice=crystSi&mountingplace=free&usehorizon=1
70 | 75 | 3 | 82.4 | 2.66 | https://re.jrc.ec.europa.eu/api/v5_3/PVcalc?lat=30.0444&lon=31.2357&peakpower=1&loss=14&angle=70&aspect=-105&outputformat=json&raddatabase=PVGIS-SARAH3&pvtechchoice=crystSi&mountingplace=free&usehorizon=1
70 | 75 | 4 | 93.69 | 3.12 | https://re.jrc.ec.europa.eu/api/v5_3/PVcalc?lat=30.0444&lon=31.2357&peakpower=1&loss=14&angle=70&aspect=-105&outputformat=json&raddatabase=PVGIS-SARAH3&pvtechchoice=crystSi&mountingplace=free&usehorizon=1
70 | 75 | 5 | 108.01 | 3.48 | https://re.jrc.ec.europa.eu/api/v5_3/PVcalc?lat=30.0444&lon=31.2357&peakpower=1&loss=14&angle=70&aspect=-105&outputformat=json&raddatabase=PVGIS-SARAH3&pvtechchoice=crystSi&mountingplace=free&usehorizon=1
70 | 75 | 6 | 109.59 | 3.65 | https://re.jrc.ec.europa.eu/api/v5_3/PVcalc?lat=30.0444&lon=31.2357&peakpower=1&loss=14&angle=70&aspect=-105&outputformat=json&raddatabase=PVGIS-SARAH3&pvtechchoice=crystSi&mountingplace=free&usehorizon=1
70 | 75 | 7 | 108.06 | 3.49 | https://re.jrc.ec.europa.eu/api/v5_3/PVcalc?lat=30.0444&lon=31.2357&peakpower=1&loss=14&angle=70&aspect=-105&outputformat=json&raddatabase=PVGIS-SARAH3&pvtechchoice=crystSi&mountingplace=free&usehorizon=1
70 | 75 | 8 | 99.59 | 3.21 | https://re.jrc.ec.europa.eu/api/v5_3/PVcalc?lat=30.0444&lon=31.2357&peakpower=1&loss=14&angle=70&aspect=-105&outputformat=json&raddatabase=PVGIS-SARAH3&pvtechchoice=crystSi&mountingplace=free&usehorizon=1
70 | 75 | 9 | 81.7 | 2.72 | https://re.jrc.ec.europa.eu/api/v5_3/PVcalc?lat=30.0444&lon=31.2357&peakpower=1&loss=14&angle=70&aspect=-105&outputformat=json&raddatabase=PVGIS-SARAH3&pvtechchoice=crystSi&mountingplace=free&usehorizon=1
70 | 75 | 10 | 69.29 | 2.24 | https://re.jrc.ec.europa.eu/api/v5_3/PVcalc?lat=30.0444&lon=31.2357&peakpower=1&loss=14&angle=70&aspect=-105&outputformat=json&raddatabase=PVGIS-SARAH3&pvtechchoice=crystSi&mountingplace=free&usehorizon=1
70 | 75 | 11 | 53.23 | 1.77 | https://re.jrc.ec.europa.eu/api/v5_3/PVcalc?lat=30.0444&lon=31.2357&peakpower=1&loss=14&angle=70&aspect=-105&outputformat=json&raddatabase=PVGIS-SARAH3&pvtechchoice=crystSi&mountingplace=free&usehorizon=1
70 | 75 | 12 | 46.27 | 1.49 | https://re.jrc.ec.europa.eu/api/v5_3/PVcalc?lat=30.0444&lon=31.2357&peakpower=1&loss=14&angle=70&aspect=-105&outputformat=json&raddatabase=PVGIS-SARAH3&pvtechchoice=crystSi&mountingplace=free&usehorizon=1
70 | 90 | 1 | 65.8 | 2.12 | https://re.jrc.ec.europa.eu/api/v5_3/PVcalc?lat=30.0444&lon=31.2357&peakpower=1&loss=14&angle=70&aspect=-90&outputformat=json&raddatabase=PVGIS-SARAH3&pvtechchoice=crystSi&mountingplace=free&usehorizon=1
70 | 90 | 2 | 73.67 | 2.63 | https://re.jrc.ec.europa.eu/api/v5_3/PVcalc?lat=30.0444&lon=31.2357&peakpower=1&loss=14&angle=70&aspect=-90&outputformat=json&raddatabase=PVGIS-SARAH3&pvtechchoice=crystSi&mountingplace=free&usehorizon=1
70 | 90 | 3 | 95.26 | 3.07 | https://re.jrc.ec.europa.eu/api/v5_3/PVcalc?lat=30.0444&lon=31.2357&peakpower=1&loss=14&angle=70&aspect=-90&outputformat=json&raddatabase=PVGIS-SARAH3&pvtechchoice=crystSi&mountingplace=free&usehorizon=1
70 | 90 | 4 | 102.04 | 3.4 | https://re.jrc.ec.europa.eu/api/v5_3/PVcalc?lat=30.0444&lon=31.2357&peakpower=1&loss=14&angle=70&aspect=-90&outputformat=json&raddatabase=PVGIS-SARAH3&pvtechchoice=crystSi&mountingplace=free&usehorizon=1
70 | 90 | 5 | 112.44 | 3.63 | https://re.jrc.ec.europa.eu/api/v5_3/PVcalc?lat=30.0444&lon=31.2357&peakpower=1&loss=14&angle=70&aspect=-90&outputformat=json&raddatabase=PVGIS-SARAH3&pvtechchoice=crystSi&mountingplace=free&usehorizon=1
70 | 90 | 6 | 111.69 | 3.72 | https://re.jrc.ec.europa.eu/api/v5_3/PVcalc?lat=30.0444&lon=31.2357&peakpower=1&loss=14&angle=70&aspect=-90&outputformat=json&raddatabase=PVGIS-SARAH3&pvtechchoice=crystSi&mountingplace=free&usehorizon=1
70 | 90 | 7 | 111.39 | 3.59 | https://re.jrc.ec.europa.eu/api/v5_3/PVcalc?lat=30.0444&lon=31.2357&peakpower=1&loss=14&angle=70&aspect=-90&outputformat=json&raddatabase=PVGIS-SARAH3&pvtechchoice=crystSi&mountingplace=free&usehorizon=1
70 | 90 | 8 | 106.82 | 3.45 | https://re.jrc.ec.europa.eu/api/v5_3/PVcalc?lat=30.0444&lon=31.2357&peakpower=1&loss=14&angle=70&aspect=-90&outputformat=json&raddatabase=PVGIS-SARAH3&pvtechchoice=crystSi&mountingplace=free&usehorizon=1
70 | 90 | 9 | 92.93 | 3.1 | https://re.jrc.ec.europa.eu/api/v5_3/PVcalc?lat=30.0444&lon=31.2357&peakpower=1&loss=14&angle=70&aspect=-90&outputformat=json&raddatabase=PVGIS-SARAH3&pvtechchoice=crystSi&mountingplace=free&usehorizon=1
70 | 90 | 10 | 84.59 | 2.73 | https://re.jrc.ec.europa.eu/api/v5_3/PVcalc?lat=30.0444&lon=31.2357&peakpower=1&loss=14&angle=70&aspect=-90&outputformat=json&raddatabase=PVGIS-SARAH3&pvtechchoice=crystSi&mountingplace=free&usehorizon=1
70 | 90 | 11 | 70.1 | 2.34 | https://re.jrc.ec.europa.eu/api/v5_3/PVcalc?lat=30.0444&lon=31.2357&peakpower=1&loss=14&angle=70&aspect=-90&outputformat=json&raddatabase=PVGIS-SARAH3&pvtechchoice=crystSi&mountingplace=free&usehorizon=1
70 | 90 | 12 | 63.88 | 2.06 | https://re.jrc.ec.europa.eu/api/v5_3/PVcalc?lat=30.0444&lon=31.2357&peakpower=1&loss=14&angle=70&aspect=-90&outputformat=json&raddatabase=PVGIS-SARAH3&pvtechchoice=crystSi&mountingplace=free&usehorizon=1
70 | 105 | 1 | 82.72 | 2.67 | https://re.jrc.ec.europa.eu/api/v5_3/PVcalc?lat=30.0444&lon=31.2357&peakpower=1&loss=14&angle=70&aspect=-75&outputformat=json&raddatabase=PVGIS-SARAH3&pvtechchoice=crystSi&mountingplace=free&usehorizon=1
70 | 105 | 2 | 86.76 | 3.1 | https://re.jrc.ec.europa.eu/api/v5_3/PVcalc?lat=30.0444&lon=31.2357&peakpower=1&loss=14&angle=70&aspect=-75&outputformat=json&raddatabase=PVGIS-SARAH3&pvtechchoice=crystSi&mountingplace=free&usehorizon=1
70 | 105 | 3 | 106.24 | 3.43 | https://re.jrc.ec.europa.eu/api/v5_3/PVcalc?lat=30.0444&lon=31.2357&peakpower=1&loss=14&angle=70&aspect=-75&outputformat=json&raddatabase=PVGIS-SARAH3&pvtechchoice=crystSi&mountingplace=free&usehorizon=1
70 | 105 | 4 | 107.86 | 3.6 | https://re.jrc.ec.europa.eu/api/v5_3/PVcalc?lat=30.0444&lon=31.2357&peakpower=1&loss=14&angle=70&aspect=-75&outputformat=json&raddatabase=PVGIS-SARAH3&pvtechchoice=crystSi&mountingplace=free&usehorizon=1
70 | 105 | 5 | 113.78 | 3.67 | https://re.jrc.ec.europa.eu/api/v5_3/PVcalc?lat=30.0444&lon=31.2357&peakpower=1&loss=14&angle=70&aspect=-75&outputformat=json&raddatabase=PVGIS-SARAH3&pvtechchoice=crystSi&mountingplace=free&usehorizon=1
70 | 105 | 6 | 110.77 | 3.69 | https://re.jrc.ec.europa.eu/api/v5_3/PVcalc?lat=30.0444&lon=31.2357&peakpower=1&loss=14&angle=70&aspect=-75&outputformat=json&raddatabase=PVGIS-SARAH3&pvtechchoice=crystSi&mountingplace=free&usehorizon=1
70 | 105 | 7 | 111.81 | 3.61 | https://re.jrc.ec.europa.eu/api/v5_3/PVcalc?lat=30.0444&lon=31.2357&peakpower=1&loss=14&angle=70&aspect=-75&outputformat=json&raddatabase=PVGIS-SARAH3&pvtechchoice=crystSi&mountingplace=free&usehorizon=1
70 | 105 | 8 | 111.25 | 3.59 | https://re.jrc.ec.europa.eu/api/v5_3/PVcalc?lat=30.0444&lon=31.2357&peakpower=1&loss=14&angle=70&aspect=-75&outputformat=json&raddatabase=PVGIS-SARAH3&pvtechchoice=crystSi&mountingplace=free&usehorizon=1
70 | 105 | 9 | 102.56 | 3.42 | https://re.jrc.ec.europa.eu/api/v5_3/PVcalc?lat=30.0444&lon=31.2357&peakpower=1&loss=14&angle=70&aspect=-75&outputformat=json&raddatabase=PVGIS-SARAH3&pvtechchoice=crystSi&mountingplace=free&usehorizon=1
70 | 105 | 10 | 98.56 | 3.18 | https://re.jrc.ec.europa.eu/api/v5_3/PVcalc?lat=30.0444&lon=31.2357&peakpower=1&loss=14&angle=70&aspect=-75&outputformat=json&raddatabase=PVGIS-SARAH3&pvtechchoice=crystSi&mountingplace=free&usehorizon=1
70 | 105 | 11 | 86.61 | 2.89 | https://re.jrc.ec.europa.eu/api/v5_3/PVcalc?lat=30.0444&lon=31.2357&peakpower=1&loss=14&angle=70&aspect=-75&outputformat=json&raddatabase=PVGIS-SARAH3&pvtechchoice=crystSi&mountingplace=free&usehorizon=1
70 | 105 | 12 | 81.84 | 2.64 | https://re.jrc.ec.europa.eu/api/v5_3/PVcalc?lat=30.0444&lon=31.2357&peakpower=1&loss=14&angle=70&aspect=-75&outputformat=json&raddatabase=PVGIS-SARAH3&pvtechchoice=crystSi&mountingplace=free&usehorizon=1
70 | 120 | 1 | 98.92 | 3.19 | https://re.jrc.ec.europa.eu/api/v5_3/PVcalc?lat=30.0444&lon=31.2357&peakpower=1&loss=14&angle=70&aspect=-60&outputformat=json&raddatabase=PVGIS-SARAH3&pvtechchoice=crystSi&mountingplace=free&usehorizon=1
70 | 120 | 2 | 98.57 | 3.52 | https://re.jrc.ec.europa.eu/api/v5_3/PVcalc?lat=30.0444&lon=31.2357&peakpower=1&loss=14&angle=70&aspect=-60&outputformat=json&raddatabase=PVGIS-SARAH3&pvtechchoice=crystSi&mountingplace=free&usehorizon=1
70 | 120 | 3 | 115.4 | 3.72 | https://re.jrc.ec.europa.eu/api/v5_3/PVcalc?lat=30.0444&lon=31.2357&peakpower=1&loss=14&angle=70&aspect=-60&outputformat=json&raddatabase=PVGIS-SARAH3&pvtechchoice=crystSi&mountingplace=free&usehorizon=1
70 | 120 | 4 | 111.34 | 3.71 | https://re.jrc.ec.europa.eu/api/v5_3/PVcalc?lat=30.0444&lon=31.2357&peakpower=1&loss=14&angle=70&aspect=-60&outputformat=json&raddatabase=PVGIS-SARAH3&pvtechchoice=crystSi&mountingplace=free&usehorizon=1
70 | 120 | 5 | 112.44 | 3.63 | https://re.jrc.ec.europa.eu/api/v5_3/PVcalc?lat=30.0444&lon=31.2357&peakpower=1&loss=14&angle=70&aspect=-60&outputformat=json&raddatabase=PVGIS-SARAH3&pvtechchoice=crystSi&mountingplace=free&usehorizon=1
70 | 120 | 6 | 106.94 | 3.56 | https://re.jrc.ec.europa.eu/api/v5_3/PVcalc?lat=30.0444&lon=31.2357&peakpower=1&loss=14&angle=70&aspect=-60&outputformat=json&raddatabase=PVGIS-SARAH3&pvtechchoice=crystSi&mountingplace=free&usehorizon=1
70 | 120 | 7 | 109.32 | 3.53 | https://re.jrc.ec.europa.eu/api/v5_3/PVcalc?lat=30.0444&lon=31.2357&peakpower=1&loss=14&angle=70&aspect=-60&outputformat=json&raddatabase=PVGIS-SARAH3&pvtechchoice=crystSi&mountingplace=free&usehorizon=1
70 | 120 | 8 | 112.92 | 3.64 | https://re.jrc.ec.europa.eu/api/v5_3/PVcalc?lat=30.0444&lon=31.2357&peakpower=1&loss=14&angle=70&aspect=-60&outputformat=json&raddatabase=PVGIS-SARAH3&pvtechchoice=crystSi&mountingplace=free&usehorizon=1
70 | 120 | 9 | 110.06 | 3.67 | https://re.jrc.ec.europa.eu/api/v5_3/PVcalc?lat=30.0444&lon=31.2357&peakpower=1&loss=14&angle=70&aspect=-60&outputformat=json&raddatabase=PVGIS-SARAH3&pvtechchoice=crystSi&mountingplace=free&usehorizon=1
70 | 120 | 10 | 111.07 | 3.58 | https://re.jrc.ec.europa.eu/api/v5_3/PVcalc?lat=30.0444&lon=31.2357&peakpower=1&loss=14&angle=70&aspect=-60&outputformat=json&raddatabase=PVGIS-SARAH3&pvtechchoice=crystSi&mountingplace=free&usehorizon=1
70 | 120 | 11 | 102.38 | 3.41 | https://re.jrc.ec.europa.eu/api/v5_3/PVcalc?lat=30.0444&lon=31.2357&peakpower=1&loss=14&angle=70&aspect=-60&outputformat=json&raddatabase=PVGIS-SARAH3&pvtechchoice=crystSi&mountingplace=free&usehorizon=1
70 | 120 | 12 | 99.38 | 3.21 | https://re.jrc.ec.europa.eu/api/v5_3/PVcalc?lat=30.0444&lon=31.2357&peakpower=1&loss=14&angle=70&aspect=-60&outputformat=json&raddatabase=PVGIS-SARAH3&pvtechchoice=crystSi&mountingplace=free&usehorizon=1
70 | 135 | 1 | 114.08 | 3.68 | https://re.jrc.ec.europa.eu/api/v5_3/PVcalc?lat=30.0444&lon=31.2357&peakpower=1&loss=14&angle=70&aspect=-45&outputformat=json&raddatabase=PVGIS-SARAH3&pvtechchoice=crystSi&mountingplace=free&usehorizon=1
70 | 135 | 2 | 108.86 | 3.89 | https://re.jrc.ec.europa.eu/api/v5_3/PVcalc?lat=30.0444&lon=31.2357&peakpower=1&loss=14&angle=70&aspect=-45&outputformat=json&raddatabase=PVGIS-SARAH3&pvtechchoice=crystSi&mountingplace=free&usehorizon=1
70 | 135 | 3 | 122.73 | 3.96 | https://re.jrc.ec.europa.eu/api/v5_3/PVcalc?lat=30.0444&lon=31.2357&peakpower=1&loss=14&angle=70&aspect=-45&outputformat=json&raddatabase=PVGIS-SARAH3&pvtechchoice=crystSi&mountingplace=free&usehorizon=1
70 | 135 | 4 | 113.19 | 3.77 | https://re.jrc.ec.europa.eu/api/v5_3/PVcalc?lat=30.0444&lon=31.2357&peakpower=1&loss=14&angle=70&aspect=-45&outputformat=json&raddatabase=PVGIS-SARAH3&pvtechchoice=crystSi&mountingplace=free&usehorizon=1
70 | 135 | 5 | 108.59 | 3.5 | https://re.jrc.ec.europa.eu/api/v5_3/PVcalc?lat=30.0444&lon=31.2357&peakpower=1&loss=14&angle=70&aspect=-45&outputformat=json&raddatabase=PVGIS-SARAH3&pvtechchoice=crystSi&mountingplace=free&usehorizon=1
70 | 135 | 6 | 100.2 | 3.34 | https://re.jrc.ec.europa.eu/api/v5_3/PVcalc?lat=30.0444&lon=31.2357&peakpower=1&loss=14&angle=70&aspect=-45&outputformat=json&raddatabase=PVGIS-SARAH3&pvtechchoice=crystSi&mountingplace=free&usehorizon=1
70 | 135 | 7 | 104.44 | 3.37 | https://re.jrc.ec.europa.eu/api/v5_3/PVcalc?lat=30.0444&lon=31.2357&peakpower=1&loss=14&angle=70&aspect=-45&outputformat=json&raddatabase=PVGIS-SARAH3&pvtechchoice=crystSi&mountingplace=free&usehorizon=1
70 | 135 | 8 | 112.53 | 3.63 | https://re.jrc.ec.europa.eu/api/v5_3/PVcalc?lat=30.0444&lon=31.2357&peakpower=1&loss=14&angle=70&aspect=-45&outputformat=json&raddatabase=PVGIS-SARAH3&pvtechchoice=crystSi&mountingplace=free&usehorizon=1
70 | 135 | 9 | 116.07 | 3.87 | https://re.jrc.ec.europa.eu/api/v5_3/PVcalc?lat=30.0444&lon=31.2357&peakpower=1&loss=14&angle=70&aspect=-45&outputformat=json&raddatabase=PVGIS-SARAH3&pvtechchoice=crystSi&mountingplace=free&usehorizon=1
70 | 135 | 10 | 122.45 | 3.95 | https://re.jrc.ec.europa.eu/api/v5_3/PVcalc?lat=30.0444&lon=31.2357&peakpower=1&loss=14&angle=70&aspect=-45&outputformat=json&raddatabase=PVGIS-SARAH3&pvtechchoice=crystSi&mountingplace=free&usehorizon=1
70 | 135 | 11 | 117.16 | 3.91 | https://re.jrc.ec.europa.eu/api/v5_3/PVcalc?lat=30.0444&lon=31.2357&peakpower=1&loss=14&angle=70&aspect=-45&outputformat=json&raddatabase=PVGIS-SARAH3&pvtechchoice=crystSi&mountingplace=free&usehorizon=1
70 | 135 | 12 | 115.93 | 3.74 | https://re.jrc.ec.europa.eu/api/v5_3/PVcalc?lat=30.0444&lon=31.2357&peakpower=1&loss=14&angle=70&aspect=-45&outputformat=json&raddatabase=PVGIS-SARAH3&pvtechchoice=crystSi&mountingplace=free&usehorizon=1
70 | 150 | 1 | 127.45 | 4.11 | https://re.jrc.ec.europa.eu/api/v5_3/PVcalc?lat=30.0444&lon=31.2357&peakpower=1&loss=14&angle=70&aspect=-30&outputformat=json&raddatabase=PVGIS-SARAH3&pvtechchoice=crystSi&mountingplace=free&usehorizon=1
70 | 150 | 2 | 117.64 | 4.2 | https://re.jrc.ec.europa.eu/api/v5_3/PVcalc?lat=30.0444&lon=31.2357&peakpower=1&loss=14&angle=70&aspect=-30&outputformat=json&raddatabase=PVGIS-SARAH3&pvtechchoice=crystSi&mountingplace=free&usehorizon=1
70 | 150 | 3 | 128.8 | 4.15 | https://re.jrc.ec.europa.eu/api/v5_3/PVcalc?lat=30.0444&lon=31.2357&peakpower=1&loss=14&angle=70&aspect=-30&outputformat=json&raddatabase=PVGIS-SARAH3&pvtechchoice=crystSi&mountingplace=free&usehorizon=1
70 | 150 | 4 | 113.38 | 3.78 | https://re.jrc.ec.europa.eu/api/v5_3/PVcalc?lat=30.0444&lon=31.2357&peakpower=1&loss=14&angle=70&aspect=-30&outputformat=json&raddatabase=PVGIS-SARAH3&pvtechchoice=crystSi&mountingplace=free&usehorizon=1
70 | 150 | 5 | 103.11 | 3.33 | https://re.jrc.ec.europa.eu/api/v5_3/PVcalc?lat=30.0444&lon=31.2357&peakpower=1&loss=14&angle=70&aspect=-30&outputformat=json&raddatabase=PVGIS-SARAH3&pvtechchoice=crystSi&mountingplace=free&usehorizon=1
70 | 150 | 6 | 92.09 | 3.07 | https://re.jrc.ec.europa.eu/api/v5_3/PVcalc?lat=30.0444&lon=31.2357&peakpower=1&loss=14&angle=70&aspect=-30&outputformat=json&raddatabase=PVGIS-SARAH3&pvtechchoice=crystSi&mountingplace=free&usehorizon=1
70 | 150 | 7 | 97.59 | 3.15 | https://re.jrc.ec.europa.eu/api/v5_3/PVcalc?lat=30.0444&lon=31.2357&peakpower=1&loss=14&angle=70&aspect=-30&outputformat=json&raddatabase=PVGIS-SARAH3&pvtechchoice=crystSi&mountingplace=free&usehorizon=1
70 | 150 | 8 | 110.29 | 3.56 | https://re.jrc.ec.europa.eu/api/v5_3/PVcalc?lat=30.0444&lon=31.2357&peakpower=1&loss=14&angle=70&aspect=-30&outputformat=json&raddatabase=PVGIS-SARAH3&pvtechchoice=crystSi&mountingplace=free&usehorizon=1
70 | 150 | 9 | 120.58 | 4.02 | https://re.jrc.ec.europa.eu/api/v5_3/PVcalc?lat=30.0444&lon=31.2357&peakpower=1&loss=14&angle=70&aspect=-30&outputformat=json&raddatabase=PVGIS-SARAH3&pvtechchoice=crystSi&mountingplace=free&usehorizon=1
70 | 150 | 10 | 132.34 | 4.27 | https://re.jrc.ec.europa.eu/api/v5_3/PVcalc?lat=30.0444&lon=31.2357&peakpower=1&loss=14&angle=70&aspect=-30&outputformat=json&raddatabase=PVGIS-SARAH3&pvtechchoice=crystSi&mountingplace=free&usehorizon=1
70 | 150 | 11 | 130.44 | 4.35 | https://re.jrc.ec.europa.eu/api/v5_3/PVcalc?lat=30.0444&lon=31.2357&peakpower=1&loss=14&angle=70&aspect=-30&outputformat=json&raddatabase=PVGIS-SARAH3&pvtechchoice=crystSi&mountingplace=free&usehorizon=1
70 | 150 | 12 | 130.33 | 4.2 | https://re.jrc.ec.europa.eu/api/v5_3/PVcalc?lat=30.0444&lon=31.2357&peakpower=1&loss=14&angle=70&aspect=-30&outputformat=json&raddatabase=PVGIS-SARAH3&pvtechchoice=crystSi&mountingplace=free&usehorizon=1
70 | 165 | 1 | 136.93 | 4.42 | https://re.jrc.ec.europa.eu/api/v5_3/PVcalc?lat=30.0444&lon=31.2357&peakpower=1&loss=14&angle=70&aspect=-15&outputformat=json&raddatabase=PVGIS-SARAH3&pvtechchoice=crystSi&mountingplace=free&usehorizon=1
70 | 165 | 2 | 124.11 | 4.43 | https://re.jrc.ec.europa.eu/api/v5_3/PVcalc?lat=30.0444&lon=31.2357&peakpower=1&loss=14&angle=70&aspect=-15&outputformat=json&raddatabase=PVGIS-SARAH3&pvtechchoice=crystSi&mountingplace=free&usehorizon=1
70 | 165 | 3 | 133.75 | 4.31 | https://re.jrc.ec.europa.eu/api/v5_3/PVcalc?lat=30.0444&lon=31.2357&peakpower=1&loss=14&angle=70&aspect=-15&outputformat=json&raddatabase=PVGIS-SARAH3&pvtechchoice=crystSi&mountingplace=free&usehorizon=1
70 | 165 | 4 | 113.01 | 3.77 | https://re.jrc.ec.europa.eu/api/v5_3/PVcalc?lat=30.0444&lon=31.2357&peakpower=1&loss=14&angle=70&aspect=-15&outputformat=json&raddatabase=PVGIS-SARAH3&pvtechchoice=crystSi&mountingplace=free&usehorizon=1
70 | 165 | 5 | 97.13 | 3.13 | https://re.jrc.ec.europa.eu/api/v5_3/PVcalc?lat=30.0444&lon=31.2357&peakpower=1&loss=14&angle=70&aspect=-15&outputformat=json&raddatabase=PVGIS-SARAH3&pvtechchoice=crystSi&mountingplace=free&usehorizon=1
70 | 165 | 6 | 83.51 | 2.78 | https://re.jrc.ec.europa.eu/api/v5_3/PVcalc?lat=30.0444&lon=31.2357&peakpower=1&loss=14&angle=70&aspect=-15&outputformat=json&raddatabase=PVGIS-SARAH3&pvtechchoice=crystSi&mountingplace=free&usehorizon=1
70 | 165 | 7 | 90.55 | 2.92 | https://re.jrc.ec.europa.eu/api/v5_3/PVcalc?lat=30.0444&lon=31.2357&peakpower=1&loss=14&angle=70&aspect=-15&outputformat=json&raddatabase=PVGIS-SARAH3&pvtechchoice=crystSi&mountingplace=free&usehorizon=1
70 | 165 | 8 | 107.64 | 3.47 | https://re.jrc.ec.europa.eu/api/v5_3/PVcalc?lat=30.0444&lon=31.2357&peakpower=1&loss=14&angle=70&aspect=-15&outputformat=json&raddatabase=PVGIS-SARAH3&pvtechchoice=crystSi&mountingplace=free&usehorizon=1
70 | 165 | 9 | 124.45 | 4.15 | https://re.jrc.ec.europa.eu/api/v5_3/PVcalc?lat=30.0444&lon=31.2357&peakpower=1&loss=14&angle=70&aspect=-15&outputformat=json&raddatabase=PVGIS-SARAH3&pvtechchoice=crystSi&mountingplace=free&usehorizon=1
70 | 165 | 10 | 140.61 | 4.54 | https://re.jrc.ec.europa.eu/api/v5_3/PVcalc?lat=30.0444&lon=31.2357&peakpower=1&loss=14&angle=70&aspect=-15&outputformat=json&raddatabase=PVGIS-SARAH3&pvtechchoice=crystSi&mountingplace=free&usehorizon=1
70 | 165 | 11 | 140.3 | 4.68 | https://re.jrc.ec.europa.eu/api/v5_3/PVcalc?lat=30.0444&lon=31.2357&peakpower=1&loss=14&angle=70&aspect=-15&outputformat=json&raddatabase=PVGIS-SARAH3&pvtechchoice=crystSi&mountingplace=free&usehorizon=1
70 | 165 | 12 | 140.25 | 4.52 | https://re.jrc.ec.europa.eu/api/v5_3/PVcalc?lat=30.0444&lon=31.2357&peakpower=1&loss=14&angle=70&aspect=-15&outputformat=json&raddatabase=PVGIS-SARAH3&pvtechchoice=crystSi&mountingplace=free&usehorizon=1
70 | 180 | 1 | 139.82 | 4.51 | https://re.jrc.ec.europa.eu/api/v5_3/PVcalc?lat=30.0444&lon=31.2357&peakpower=1&loss=14&angle=70&aspect=0&outputformat=json&raddatabase=PVGIS-SARAH3&pvtechchoice=crystSi&mountingplace=free&usehorizon=1
70 | 180 | 2 | 126.19 | 4.51 | https://re.jrc.ec.europa.eu/api/v5_3/PVcalc?lat=30.0444&lon=31.2357&peakpower=1&loss=14&angle=70&aspect=0&outputformat=json&raddatabase=PVGIS-SARAH3&pvtechchoice=crystSi&mountingplace=free&usehorizon=1
70 | 180 | 3 | 136.73 | 4.41 | https://re.jrc.ec.europa.eu/api/v5_3/PVcalc?lat=30.0444&lon=31.2357&peakpower=1&loss=14&angle=70&aspect=0&outputformat=json&raddatabase=PVGIS-SARAH3&pvtechchoice=crystSi&mountingplace=free&usehorizon=1
70 | 180 | 4 | 113.22 | 3.77 | https://re.jrc.ec.europa.eu/api/v5_3/PVcalc?lat=30.0444&lon=31.2357&peakpower=1&loss=14&angle=70&aspect=0&outputformat=json&raddatabase=PVGIS-SARAH3&pvtechchoice=crystSi&mountingplace=free&usehorizon=1
70 | 180 | 5 | 94.16 | 3.04 | https://re.jrc.ec.europa.eu/api/v5_3/PVcalc?lat=30.0444&lon=31.2357&peakpower=1&loss=14&angle=70&aspect=0&outputformat=json&raddatabase=PVGIS-SARAH3&pvtechchoice=crystSi&mountingplace=free&usehorizon=1
70 | 180 | 6 | 79.35 | 2.65 | https://re.jrc.ec.europa.eu/api/v5_3/PVcalc?lat=30.0444&lon=31.2357&peakpower=1&loss=14&angle=70&aspect=0&outputformat=json&raddatabase=PVGIS-SARAH3&pvtechchoice=crystSi&mountingplace=free&usehorizon=1
70 | 180 | 7 | 86.98 | 2.81 | https://re.jrc.ec.europa.eu/api/v5_3/PVcalc?lat=30.0444&lon=31.2357&peakpower=1&loss=14&angle=70&aspect=0&outputformat=json&raddatabase=PVGIS-SARAH3&pvtechchoice=crystSi&mountingplace=free&usehorizon=1
70 | 180 | 8 | 106.87 | 3.45 | https://re.jrc.ec.europa.eu/api/v5_3/PVcalc?lat=30.0444&lon=31.2357&peakpower=1&loss=14&angle=70&aspect=0&outputformat=json&raddatabase=PVGIS-SARAH3&pvtechchoice=crystSi&mountingplace=free&usehorizon=1
70 | 180 | 9 | 127.5 | 4.25 | https://re.jrc.ec.europa.eu/api/v5_3/PVcalc?lat=30.0444&lon=31.2357&peakpower=1&loss=14&angle=70&aspect=0&outputformat=json&raddatabase=PVGIS-SARAH3&pvtechchoice=crystSi&mountingplace=free&usehorizon=1
70 | 180 | 10 | 144.57 | 4.66 | https://re.jrc.ec.europa.eu/api/v5_3/PVcalc?lat=30.0444&lon=31.2357&peakpower=1&loss=14&angle=70&aspect=0&outputformat=json&raddatabase=PVGIS-SARAH3&pvtechchoice=crystSi&mountingplace=free&usehorizon=1
70 | 180 | 11 | 143.7 | 4.79 | https://re.jrc.ec.europa.eu/api/v5_3/PVcalc?lat=30.0444&lon=31.2357&peakpower=1&loss=14&angle=70&aspect=0&outputformat=json&raddatabase=PVGIS-SARAH3&pvtechchoice=crystSi&mountingplace=free&usehorizon=1
70 | 180 | 12 | 143.26 | 4.62 | https://re.jrc.ec.europa.eu/api/v5_3/PVcalc?lat=30.0444&lon=31.2357&peakpower=1&loss=14&angle=70&aspect=0&outputformat=json&raddatabase=PVGIS-SARAH3&pvtechchoice=crystSi&mountingplace=free&usehorizon=1
70 | 195 | 1 | 135.73 | 4.38 | https://re.jrc.ec.europa.eu/api/v5_3/PVcalc?lat=30.0444&lon=31.2357&peakpower=1&loss=14&angle=70&aspect=15&outputformat=json&raddatabase=PVGIS-SARAH3&pvtechchoice=crystSi&mountingplace=free&usehorizon=1
70 | 195 | 2 | 122.49 | 4.37 | https://re.jrc.ec.europa.eu/api/v5_3/PVcalc?lat=30.0444&lon=31.2357&peakpower=1&loss=14&angle=70&aspect=15&outputformat=json&raddatabase=PVGIS-SARAH3&pvtechchoice=crystSi&mountingplace=free&usehorizon=1
70 | 195 | 3 | 135.61 | 4.37 | https://re.jrc.ec.europa.eu/api/v5_3/PVcalc?lat=30.0444&lon=31.2357&peakpower=1&loss=14&angle=70&aspect=15&outputformat=json&raddatabase=PVGIS-SARAH3&pvtechchoice=crystSi&mountingplace=free&usehorizon=1
70 | 195 | 4 | 114.96 | 3.83 | https://re.jrc.ec.europa.eu/api/v5_3/PVcalc?lat=30.0444&lon=31.2357&peakpower=1&loss=14&angle=70&aspect=15&outputformat=json&raddatabase=PVGIS-SARAH3&pvtechchoice=crystSi&mountingplace=free&usehorizon=1
70 | 195 | 5 | 97.43 | 3.14 | https://re.jrc.ec.europa.eu/api/v5_3/PVcalc?lat=30.0444&lon=31.2357&peakpower=1&loss=14&angle=70&aspect=15&outputformat=json&raddatabase=PVGIS-SARAH3&pvtechchoice=crystSi&mountingplace=free&usehorizon=1
70 | 195 | 6 | 83.83 | 2.79 | https://re.jrc.ec.europa.eu/api/v5_3/PVcalc?lat=30.0444&lon=31.2357&peakpower=1&loss=14&angle=70&aspect=15&outputformat=json&raddatabase=PVGIS-SARAH3&pvtechchoice=crystSi&mountingplace=free&usehorizon=1
70 | 195 | 7 | 91.44 | 2.95 | https://re.jrc.ec.europa.eu/api/v5_3/PVcalc?lat=30.0444&lon=31.2357&peakpower=1&loss=14&angle=70&aspect=15&outputformat=json&raddatabase=PVGIS-SARAH3&pvtechchoice=crystSi&mountingplace=free&usehorizon=1
70 | 195 | 8 | 110.31 | 3.56 | https://re.jrc.ec.europa.eu/api/v5_3/PVcalc?lat=30.0444&lon=31.2357&peakpower=1&loss=14&angle=70&aspect=15&outputformat=json&raddatabase=PVGIS-SARAH3&pvtechchoice=crystSi&mountingplace=free&usehorizon=1
70 | 195 | 9 | 128.34 | 4.28 | https://re.jrc.ec.europa.eu/api/v5_3/PVcalc?lat=30.0444&lon=31.2357&peakpower=1&loss=14&angle=70&aspect=15&outputformat=json&raddatabase=PVGIS-SARAH3&pvtechchoice=crystSi&mountingplace=free&usehorizon=1
70 | 195 | 10 | 141.88 | 4.58 | https://re.jrc.ec.europa.eu/api/v5_3/PVcalc?lat=30.0444&lon=31.2357&peakpower=1&loss=14&angle=70&aspect=15&outputformat=json&raddatabase=PVGIS-SARAH3&pvtechchoice=crystSi&mountingplace=free&usehorizon=1
70 | 195 | 11 | 139.78 | 4.66 | https://re.jrc.ec.europa.eu/api/v5_3/PVcalc?lat=30.0444&lon=31.2357&peakpower=1&loss=14&angle=70&aspect=15&outputformat=json&raddatabase=PVGIS-SARAH3&pvtechchoice=crystSi&mountingplace=free&usehorizon=1
70 | 195 | 12 | 138.98 | 4.48 | https://re.jrc.ec.europa.eu/api/v5_3/PVcalc?lat=30.0444&lon=31.2357&peakpower=1&loss=14&angle=70&aspect=15&outputformat=json&raddatabase=PVGIS-SARAH3&pvtechchoice=crystSi&mountingplace=free&usehorizon=1
70 | 210 | 1 | 125.06 | 4.03 | https://re.jrc.ec.europa.eu/api/v5_3/PVcalc?lat=30.0444&lon=31.2357&peakpower=1&loss=14&angle=70&aspect=30&outputformat=json&raddatabase=PVGIS-SARAH3&pvtechchoice=crystSi&mountingplace=free&usehorizon=1
70 | 210 | 2 | 114.32 | 4.08 | https://re.jrc.ec.europa.eu/api/v5_3/PVcalc?lat=30.0444&lon=31.2357&peakpower=1&loss=14&angle=70&aspect=30&outputformat=json&raddatabase=PVGIS-SARAH3&pvtechchoice=crystSi&mountingplace=free&usehorizon=1
70 | 210 | 3 | 131.57 | 4.24 | https://re.jrc.ec.europa.eu/api/v5_3/PVcalc?lat=30.0444&lon=31.2357&peakpower=1&loss=14&angle=70&aspect=30&outputformat=json&raddatabase=PVGIS-SARAH3&pvtechchoice=crystSi&mountingplace=free&usehorizon=1
70 | 210 | 4 | 116.73 | 3.89 | https://re.jrc.ec.europa.eu/api/v5_3/PVcalc?lat=30.0444&lon=31.2357&peakpower=1&loss=14&angle=70&aspect=30&outputformat=json&raddatabase=PVGIS-SARAH3&pvtechchoice=crystSi&mountingplace=free&usehorizon=1
70 | 210 | 5 | 104.68 | 3.38 | https://re.jrc.ec.europa.eu/api/v5_3/PVcalc?lat=30.0444&lon=31.2357&peakpower=1&loss=14&angle=70&aspect=30&outputformat=json&raddatabase=PVGIS-SARAH3&pvtechchoice=crystSi&mountingplace=free&usehorizon=1
70 | 210 | 6 | 94.53 | 3.15 | https://re.jrc.ec.europa.eu/api/v5_3/PVcalc?lat=30.0444&lon=31.2357&peakpower=1&loss=14&angle=70&aspect=30&outputformat=json&raddatabase=PVGIS-SARAH3&pvtechchoice=crystSi&mountingplace=free&usehorizon=1
70 | 210 | 7 | 101.97 | 3.29 | https://re.jrc.ec.europa.eu/api/v5_3/PVcalc?lat=30.0444&lon=31.2357&peakpower=1&loss=14&angle=70&aspect=30&outputformat=json&raddatabase=PVGIS-SARAH3&pvtechchoice=crystSi&mountingplace=free&usehorizon=1
70 | 210 | 8 | 116.1 | 3.75 | https://re.jrc.ec.europa.eu/api/v5_3/PVcalc?lat=30.0444&lon=31.2357&peakpower=1&loss=14&angle=70&aspect=30&outputformat=json&raddatabase=PVGIS-SARAH3&pvtechchoice=crystSi&mountingplace=free&usehorizon=1
70 | 210 | 9 | 127.15 | 4.24 | https://re.jrc.ec.europa.eu/api/v5_3/PVcalc?lat=30.0444&lon=31.2357&peakpower=1&loss=14&angle=70&aspect=30&outputformat=json&raddatabase=PVGIS-SARAH3&pvtechchoice=crystSi&mountingplace=free&usehorizon=1
70 | 210 | 10 | 134.24 | 4.33 | https://re.jrc.ec.europa.eu/api/v5_3/PVcalc?lat=30.0444&lon=31.2357&peakpower=1&loss=14&angle=70&aspect=30&outputformat=json&raddatabase=PVGIS-SARAH3&pvtechchoice=crystSi&mountingplace=free&usehorizon=1
70 | 210 | 11 | 129.36 | 4.31 | https://re.jrc.ec.europa.eu/api/v5_3/PVcalc?lat=30.0444&lon=31.2357&peakpower=1&loss=14&angle=70&aspect=30&outputformat=json&raddatabase=PVGIS-SARAH3&pvtechchoice=crystSi&mountingplace=free&usehorizon=1
70 | 210 | 12 | 127.84 | 4.12 | https://re.jrc.ec.europa.eu/api/v5_3/PVcalc?lat=30.0444&lon=31.2357&peakpower=1&loss=14&angle=70&aspect=30&outputformat=json&raddatabase=PVGIS-SARAH3&pvtechchoice=crystSi&mountingplace=free&usehorizon=1
70 | 225 | 1 | 110.25 | 3.56 | https://re.jrc.ec.europa.eu/api/v5_3/PVcalc?lat=30.0444&lon=31.2357&peakpower=1&loss=14&angle=70&aspect=45&outputformat=json&raddatabase=PVGIS-SARAH3&pvtechchoice=crystSi&mountingplace=free&usehorizon=1
70 | 225 | 2 | 104.11 | 3.72 | https://re.jrc.ec.europa.eu/api/v5_3/PVcalc?lat=30.0444&lon=31.2357&peakpower=1&loss=14&angle=70&aspect=45&outputformat=json&raddatabase=PVGIS-SARAH3&pvtechchoice=crystSi&mountingplace=free&usehorizon=1
70 | 225 | 3 | 126.03 | 4.07 | https://re.jrc.ec.europa.eu/api/v5_3/PVcalc?lat=30.0444&lon=31.2357&peakpower=1&loss=14&angle=70&aspect=45&outputformat=json&raddatabase=PVGIS-SARAH3&pvtechchoice=crystSi&mountingplace=free&usehorizon=1
70 | 225 | 4 | 117.38 | 3.91 | https://re.jrc.ec.europa.eu/api/v5_3/PVcalc?lat=30.0444&lon=31.2357&peakpower=1&loss=14&angle=70&aspect=45&outputformat=json&raddatabase=PVGIS-SARAH3&pvtechchoice=crystSi&mountingplace=free&usehorizon=1
70 | 225 | 5 | 111.56 | 3.6 | https://re.jrc.ec.europa.eu/api/v5_3/PVcalc?lat=30.0444&lon=31.2357&peakpower=1&loss=14&angle=70&aspect=45&outputformat=json&raddatabase=PVGIS-SARAH3&pvtechchoice=crystSi&mountingplace=free&usehorizon=1
70 | 225 | 6 | 106.14 | 3.54 | https://re.jrc.ec.europa.eu/api/v5_3/PVcalc?lat=30.0444&lon=31.2357&peakpower=1&loss=14&angle=70&aspect=45&outputformat=json&raddatabase=PVGIS-SARAH3&pvtechchoice=crystSi&mountingplace=free&usehorizon=1
70 | 225 | 7 | 112.88 | 3.64 | https://re.jrc.ec.europa.eu/api/v5_3/PVcalc?lat=30.0444&lon=31.2357&peakpower=1&loss=14&angle=70&aspect=45&outputformat=json&raddatabase=PVGIS-SARAH3&pvtechchoice=crystSi&mountingplace=free&usehorizon=1
70 | 225 | 8 | 120.97 | 3.9 | https://re.jrc.ec.europa.eu/api/v5_3/PVcalc?lat=30.0444&lon=31.2357&peakpower=1&loss=14&angle=70&aspect=45&outputformat=json&raddatabase=PVGIS-SARAH3&pvtechchoice=crystSi&mountingplace=free&usehorizon=1
70 | 225 | 9 | 124.48 | 4.15 | https://re.jrc.ec.europa.eu/api/v5_3/PVcalc?lat=30.0444&lon=31.2357&peakpower=1&loss=14&angle=70&aspect=45&outputformat=json&raddatabase=PVGIS-SARAH3&pvtechchoice=crystSi&mountingplace=free&usehorizon=1
70 | 225 | 10 | 124.5 | 4.02 | https://re.jrc.ec.europa.eu/api/v5_3/PVcalc?lat=30.0444&lon=31.2357&peakpower=1&loss=14&angle=70&aspect=45&outputformat=json&raddatabase=PVGIS-SARAH3&pvtechchoice=crystSi&mountingplace=free&usehorizon=1
70 | 225 | 11 | 115.37 | 3.85 | https://re.jrc.ec.europa.eu/api/v5_3/PVcalc?lat=30.0444&lon=31.2357&peakpower=1&loss=14&angle=70&aspect=45&outputformat=json&raddatabase=PVGIS-SARAH3&pvtechchoice=crystSi&mountingplace=free&usehorizon=1
70 | 225 | 12 | 111.97 | 3.61 | https://re.jrc.ec.europa.eu/api/v5_3/PVcalc?lat=30.0444&lon=31.2357&peakpower=1&loss=14&angle=70&aspect=45&outputformat=json&raddatabase=PVGIS-SARAH3&pvtechchoice=crystSi&mountingplace=free&usehorizon=1
70 | 240 | 1 | 94.25 | 3.04 | https://re.jrc.ec.europa.eu/api/v5_3/PVcalc?lat=30.0444&lon=31.2357&peakpower=1&loss=14&angle=70&aspect=60&outputformat=json&raddatabase=PVGIS-SARAH3&pvtechchoice=crystSi&mountingplace=free&usehorizon=1
70 | 240 | 2 | 93.05 | 3.32 | https://re.jrc.ec.europa.eu/api/v5_3/PVcalc?lat=30.0444&lon=31.2357&peakpower=1&loss=14&angle=70&aspect=60&outputformat=json&raddatabase=PVGIS-SARAH3&pvtechchoice=crystSi&mountingplace=free&usehorizon=1
70 | 240 | 3 | 119.06 | 3.84 | https://re.jrc.ec.europa.eu/api/v5_3/PVcalc?lat=30.0444&lon=31.2357&peakpower=1&loss=14&angle=70&aspect=60&outputformat=json&raddatabase=PVGIS-SARAH3&pvtechchoice=crystSi&mountingplace=free&usehorizon=1
70 | 240 | 4 | 116.62 | 3.89 | https://re.jrc.ec.europa.eu/api/v5_3/PVcalc?lat=30.0444&lon=31.2357&peakpower=1&loss=14&angle=70&aspect=60&outputformat=json&raddatabase=PVGIS-SARAH3&pvtechchoice=crystSi&mountingplace=free&usehorizon=1
70 | 240 | 5 | 116.47 | 3.76 | https://re.jrc.ec.europa.eu/api/v5_3/PVcalc?lat=30.0444&lon=31.2357&peakpower=1&loss=14&angle=70&aspect=60&outputformat=json&raddatabase=PVGIS-SARAH3&pvtechchoice=crystSi&mountingplace=free&usehorizon=1
70 | 240 | 6 | 115.12 | 3.84 | https://re.jrc.ec.europa.eu/api/v5_3/PVcalc?lat=30.0444&lon=31.2357&peakpower=1&loss=14&angle=70&aspect=60&outputformat=json&raddatabase=PVGIS-SARAH3&pvtechchoice=crystSi&mountingplace=free&usehorizon=1
70 | 240 | 7 | 120.77 | 3.9 | https://re.jrc.ec.europa.eu/api/v5_3/PVcalc?lat=30.0444&lon=31.2357&peakpower=1&loss=14&angle=70&aspect=60&outputformat=json&raddatabase=PVGIS-SARAH3&pvtechchoice=crystSi&mountingplace=free&usehorizon=1
70 | 240 | 8 | 123.59 | 3.99 | https://re.jrc.ec.europa.eu/api/v5_3/PVcalc?lat=30.0444&lon=31.2357&peakpower=1&loss=14&angle=70&aspect=60&outputformat=json&raddatabase=PVGIS-SARAH3&pvtechchoice=crystSi&mountingplace=free&usehorizon=1
70 | 240 | 9 | 120.04 | 4 | https://re.jrc.ec.europa.eu/api/v5_3/PVcalc?lat=30.0444&lon=31.2357&peakpower=1&loss=14&angle=70&aspect=60&outputformat=json&raddatabase=PVGIS-SARAH3&pvtechchoice=crystSi&mountingplace=free&usehorizon=1
70 | 240 | 10 | 113.25 | 3.65 | https://re.jrc.ec.europa.eu/api/v5_3/PVcalc?lat=30.0444&lon=31.2357&peakpower=1&loss=14&angle=70&aspect=60&outputformat=json&raddatabase=PVGIS-SARAH3&pvtechchoice=crystSi&mountingplace=free&usehorizon=1
70 | 240 | 11 | 100.24 | 3.34 | https://re.jrc.ec.europa.eu/api/v5_3/PVcalc?lat=30.0444&lon=31.2357&peakpower=1&loss=14&angle=70&aspect=60&outputformat=json&raddatabase=PVGIS-SARAH3&pvtechchoice=crystSi&mountingplace=free&usehorizon=1
70 | 240 | 12 | 94.62 | 3.05 | https://re.jrc.ec.europa.eu/api/v5_3/PVcalc?lat=30.0444&lon=31.2357&peakpower=1&loss=14&angle=70&aspect=60&outputformat=json&raddatabase=PVGIS-SARAH3&pvtechchoice=crystSi&mountingplace=free&usehorizon=1
70 | 255 | 1 | 77.91 | 2.51 | https://re.jrc.ec.europa.eu/api/v5_3/PVcalc?lat=30.0444&lon=31.2357&peakpower=1&loss=14&angle=70&aspect=75&outputformat=json&raddatabase=PVGIS-SARAH3&pvtechchoice=crystSi&mountingplace=free&usehorizon=1
70 | 255 | 2 | 81.27 | 2.9 | https://re.jrc.ec.europa.eu/api/v5_3/PVcalc?lat=30.0444&lon=31.2357&peakpower=1&loss=14&angle=70&aspect=75&outputformat=json&raddatabase=PVGIS-SARAH3&pvtechchoice=crystSi&mountingplace=free&usehorizon=1
70 | 255 | 3 | 110.06 | 3.55 | https://re.jrc.ec.europa.eu/api/v5_3/PVcalc?lat=30.0444&lon=31.2357&peakpower=1&loss=14&angle=70&aspect=75&outputformat=json&raddatabase=PVGIS-SARAH3&pvtechchoice=crystSi&mountingplace=free&usehorizon=1
70 | 255 | 4 | 113.32 | 3.78 | https://re.jrc.ec.europa.eu/api/v5_3/PVcalc?lat=30.0444&lon=31.2357&peakpower=1&loss=14&angle=70&aspect=75&outputformat=json&raddatabase=PVGIS-SARAH3&pvtechchoice=crystSi&mountingplace=free&usehorizon=1
70 | 255 | 5 | 118.43 | 3.82 | https://re.jrc.ec.europa.eu/api/v5_3/PVcalc?lat=30.0444&lon=31.2357&peakpower=1&loss=14&angle=70&aspect=75&outputformat=json&raddatabase=PVGIS-SARAH3&pvtechchoice=crystSi&mountingplace=free&usehorizon=1
70 | 255 | 6 | 120.73 | 4.02 | https://re.jrc.ec.europa.eu/api/v5_3/PVcalc?lat=30.0444&lon=31.2357&peakpower=1&loss=14&angle=70&aspect=75&outputformat=json&raddatabase=PVGIS-SARAH3&pvtechchoice=crystSi&mountingplace=free&usehorizon=1
70 | 255 | 7 | 125.76 | 4.06 | https://re.jrc.ec.europa.eu/api/v5_3/PVcalc?lat=30.0444&lon=31.2357&peakpower=1&loss=14&angle=70&aspect=75&outputformat=json&raddatabase=PVGIS-SARAH3&pvtechchoice=crystSi&mountingplace=free&usehorizon=1
70 | 255 | 8 | 123.11 | 3.97 | https://re.jrc.ec.europa.eu/api/v5_3/PVcalc?lat=30.0444&lon=31.2357&peakpower=1&loss=14&angle=70&aspect=75&outputformat=json&raddatabase=PVGIS-SARAH3&pvtechchoice=crystSi&mountingplace=free&usehorizon=1
70 | 255 | 9 | 113.06 | 3.77 | https://re.jrc.ec.europa.eu/api/v5_3/PVcalc?lat=30.0444&lon=31.2357&peakpower=1&loss=14&angle=70&aspect=75&outputformat=json&raddatabase=PVGIS-SARAH3&pvtechchoice=crystSi&mountingplace=free&usehorizon=1
70 | 255 | 10 | 100.8 | 3.25 | https://re.jrc.ec.europa.eu/api/v5_3/PVcalc?lat=30.0444&lon=31.2357&peakpower=1&loss=14&angle=70&aspect=75&outputformat=json&raddatabase=PVGIS-SARAH3&pvtechchoice=crystSi&mountingplace=free&usehorizon=1
70 | 255 | 11 | 84.45 | 2.82 | https://re.jrc.ec.europa.eu/api/v5_3/PVcalc?lat=30.0444&lon=31.2357&peakpower=1&loss=14&angle=70&aspect=75&outputformat=json&raddatabase=PVGIS-SARAH3&pvtechchoice=crystSi&mountingplace=free&usehorizon=1
70 | 255 | 12 | 77.12 | 2.49 | https://re.jrc.ec.europa.eu/api/v5_3/PVcalc?lat=30.0444&lon=31.2357&peakpower=1&loss=14&angle=70&aspect=75&outputformat=json&raddatabase=PVGIS-SARAH3&pvtechchoice=crystSi&mountingplace=free&usehorizon=1
70 | 270 | 1 | 61.76 | 1.99 | https://re.jrc.ec.europa.eu/api/v5_3/PVcalc?lat=30.0444&lon=31.2357&peakpower=1&loss=14&angle=70&aspect=90&outputformat=json&raddatabase=PVGIS-SARAH3&pvtechchoice=crystSi&mountingplace=free&usehorizon=1
70 | 270 | 2 | 68.79 | 2.46 | https://re.jrc.ec.europa.eu/api/v5_3/PVcalc?lat=30.0444&lon=31.2357&peakpower=1&loss=14&angle=70&aspect=90&outputformat=json&raddatabase=PVGIS-SARAH3&pvtechchoice=crystSi&mountingplace=free&usehorizon=1
70 | 270 | 3 | 99.17 | 3.2 | https://re.jrc.ec.europa.eu/api/v5_3/PVcalc?lat=30.0444&lon=31.2357&peakpower=1&loss=14&angle=70&aspect=90&outputformat=json&raddatabase=PVGIS-SARAH3&pvtechchoice=crystSi&mountingplace=free&usehorizon=1
70 | 270 | 4 | 107.84 | 3.59 | https://re.jrc.ec.europa.eu/api/v5_3/PVcalc?lat=30.0444&lon=31.2357&peakpower=1&loss=14&angle=70&aspect=90&outputformat=json&raddatabase=PVGIS-SARAH3&pvtechchoice=crystSi&mountingplace=free&usehorizon=1
70 | 270 | 5 | 117.77 | 3.8 | https://re.jrc.ec.europa.eu/api/v5_3/PVcalc?lat=30.0444&lon=31.2357&peakpower=1&loss=14&angle=70&aspect=90&outputformat=json&raddatabase=PVGIS-SARAH3&pvtechchoice=crystSi&mountingplace=free&usehorizon=1
70 | 270 | 6 | 122.99 | 4.1 | https://re.jrc.ec.europa.eu/api/v5_3/PVcalc?lat=30.0444&lon=31.2357&peakpower=1&loss=14&angle=70&aspect=90&outputformat=json&raddatabase=PVGIS-SARAH3&pvtechchoice=crystSi&mountingplace=free&usehorizon=1
70 | 270 | 7 | 126.88 | 4.09 | https://re.jrc.ec.europa.eu/api/v5_3/PVcalc?lat=30.0444&lon=31.2357&peakpower=1&loss=14&angle=70&aspect=90&outputformat=json&raddatabase=PVGIS-SARAH3&pvtechchoice=crystSi&mountingplace=free&usehorizon=1
70 | 270 | 8 | 119.48 | 3.85 | https://re.jrc.ec.europa.eu/api/v5_3/PVcalc?lat=30.0444&lon=31.2357&peakpower=1&loss=14&angle=70&aspect=90&outputformat=json&raddatabase=PVGIS-SARAH3&pvtechchoice=crystSi&mountingplace=free&usehorizon=1
70 | 270 | 9 | 103.92 | 3.46 | https://re.jrc.ec.europa.eu/api/v5_3/PVcalc?lat=30.0444&lon=31.2357&peakpower=1&loss=14&angle=70&aspect=90&outputformat=json&raddatabase=PVGIS-SARAH3&pvtechchoice=crystSi&mountingplace=free&usehorizon=1
70 | 270 | 10 | 86.86 | 2.8 | https://re.jrc.ec.europa.eu/api/v5_3/PVcalc?lat=30.0444&lon=31.2357&peakpower=1&loss=14&angle=70&aspect=90&outputformat=json&raddatabase=PVGIS-SARAH3&pvtechchoice=crystSi&mountingplace=free&usehorizon=1
70 | 270 | 11 | 68.22 | 2.27 | https://re.jrc.ec.europa.eu/api/v5_3/PVcalc?lat=30.0444&lon=31.2357&peakpower=1&loss=14&angle=70&aspect=90&outputformat=json&raddatabase=PVGIS-SARAH3&pvtechchoice=crystSi&mountingplace=free&usehorizon=1
70 | 270 | 12 | 60.03 | 1.94 | https://re.jrc.ec.europa.eu/api/v5_3/PVcalc?lat=30.0444&lon=31.2357&peakpower=1&loss=14&angle=70&aspect=90&outputformat=json&raddatabase=PVGIS-SARAH3&pvtechchoice=crystSi&mountingplace=free&usehorizon=1
70 | 285 | 1 | 46.57 | 1.5 | https://re.jrc.ec.europa.eu/api/v5_3/PVcalc?lat=30.0444&lon=31.2357&peakpower=1&loss=14&angle=70&aspect=105&outputformat=json&raddatabase=PVGIS-SARAH3&pvtechchoice=crystSi&mountingplace=free&usehorizon=1
70 | 285 | 2 | 56.11 | 2 | https://re.jrc.ec.europa.eu/api/v5_3/PVcalc?lat=30.0444&lon=31.2357&peakpower=1&loss=14&angle=70&aspect=105&outputformat=json&raddatabase=PVGIS-SARAH3&pvtechchoice=crystSi&mountingplace=free&usehorizon=1
70 | 285 | 3 | 86.14 | 2.78 | https://re.jrc.ec.europa.eu/api/v5_3/PVcalc?lat=30.0444&lon=31.2357&peakpower=1&loss=14&angle=70&aspect=105&outputformat=json&raddatabase=PVGIS-SARAH3&pvtechchoice=crystSi&mountingplace=free&usehorizon=1
70 | 285 | 4 | 99.54 | 3.32 | https://re.jrc.ec.europa.eu/api/v5_3/PVcalc?lat=30.0444&lon=31.2357&peakpower=1&loss=14&angle=70&aspect=105&outputformat=json&raddatabase=PVGIS-SARAH3&pvtechchoice=crystSi&mountingplace=free&usehorizon=1
70 | 285 | 5 | 113.73 | 3.67 | https://re.jrc.ec.europa.eu/api/v5_3/PVcalc?lat=30.0444&lon=31.2357&peakpower=1&loss=14&angle=70&aspect=105&outputformat=json&raddatabase=PVGIS-SARAH3&pvtechchoice=crystSi&mountingplace=free&usehorizon=1
70 | 285 | 6 | 121.37 | 4.05 | https://re.jrc.ec.europa.eu/api/v5_3/PVcalc?lat=30.0444&lon=31.2357&peakpower=1&loss=14&angle=70&aspect=105&outputformat=json&raddatabase=PVGIS-SARAH3&pvtechchoice=crystSi&mountingplace=free&usehorizon=1
70 | 285 | 7 | 124.01 | 4 | https://re.jrc.ec.europa.eu/api/v5_3/PVcalc?lat=30.0444&lon=31.2357&peakpower=1&loss=14&angle=70&aspect=105&outputformat=json&raddatabase=PVGIS-SARAH3&pvtechchoice=crystSi&mountingplace=free&usehorizon=1
70 | 285 | 8 | 112.24 | 3.62 | https://re.jrc.ec.europa.eu/api/v5_3/PVcalc?lat=30.0444&lon=31.2357&peakpower=1&loss=14&angle=70&aspect=105&outputformat=json&raddatabase=PVGIS-SARAH3&pvtechchoice=crystSi&mountingplace=free&usehorizon=1
70 | 285 | 9 | 92.04 | 3.07 | https://re.jrc.ec.europa.eu/api/v5_3/PVcalc?lat=30.0444&lon=31.2357&peakpower=1&loss=14&angle=70&aspect=105&outputformat=json&raddatabase=PVGIS-SARAH3&pvtechchoice=crystSi&mountingplace=free&usehorizon=1
70 | 285 | 10 | 71.41 | 2.3 | https://re.jrc.ec.europa.eu/api/v5_3/PVcalc?lat=30.0444&lon=31.2357&peakpower=1&loss=14&angle=70&aspect=105&outputformat=json&raddatabase=PVGIS-SARAH3&pvtechchoice=crystSi&mountingplace=free&usehorizon=1
70 | 285 | 11 | 51.93 | 1.73 | https://re.jrc.ec.europa.eu/api/v5_3/PVcalc?lat=30.0444&lon=31.2357&peakpower=1&loss=14&angle=70&aspect=105&outputformat=json&raddatabase=PVGIS-SARAH3&pvtechchoice=crystSi&mountingplace=free&usehorizon=1
70 | 285 | 12 | 43.85 | 1.41 | https://re.jrc.ec.europa.eu/api/v5_3/PVcalc?lat=30.0444&lon=31.2357&peakpower=1&loss=14&angle=70&aspect=105&outputformat=json&raddatabase=PVGIS-SARAH3&pvtechchoice=crystSi&mountingplace=free&usehorizon=1
70 | 300 | 1 | 32.6 | 1.05 | https://re.jrc.ec.europa.eu/api/v5_3/PVcalc?lat=30.0444&lon=31.2357&peakpower=1&loss=14&angle=70&aspect=120&outputformat=json&raddatabase=PVGIS-SARAH3&pvtechchoice=crystSi&mountingplace=free&usehorizon=1
70 | 300 | 2 | 43.14 | 1.54 | https://re.jrc.ec.europa.eu/api/v5_3/PVcalc?lat=30.0444&lon=31.2357&peakpower=1&loss=14&angle=70&aspect=120&outputformat=json&raddatabase=PVGIS-SARAH3&pvtechchoice=crystSi&mountingplace=free&usehorizon=1
70 | 300 | 3 | 71.73 | 2.31 | https://re.jrc.ec.europa.eu/api/v5_3/PVcalc?lat=30.0444&lon=31.2357&peakpower=1&loss=14&angle=70&aspect=120&outputformat=json&raddatabase=PVGIS-SARAH3&pvtechchoice=crystSi&mountingplace=free&usehorizon=1
70 | 300 | 4 | 88.61 | 2.95 | https://re.jrc.ec.europa.eu/api/v5_3/PVcalc?lat=30.0444&lon=31.2357&peakpower=1&loss=14&angle=70&aspect=120&outputformat=json&raddatabase=PVGIS-SARAH3&pvtechchoice=crystSi&mountingplace=free&usehorizon=1
70 | 300 | 5 | 106.47 | 3.43 | https://re.jrc.ec.europa.eu/api/v5_3/PVcalc?lat=30.0444&lon=31.2357&peakpower=1&loss=14&angle=70&aspect=120&outputformat=json&raddatabase=PVGIS-SARAH3&pvtechchoice=crystSi&mountingplace=free&usehorizon=1
70 | 300 | 6 | 115.96 | 3.87 | https://re.jrc.ec.europa.eu/api/v5_3/PVcalc?lat=30.0444&lon=31.2357&peakpower=1&loss=14&angle=70&aspect=120&outputformat=json&raddatabase=PVGIS-SARAH3&pvtechchoice=crystSi&mountingplace=free&usehorizon=1
70 | 300 | 7 | 117.25 | 3.78 | https://re.jrc.ec.europa.eu/api/v5_3/PVcalc?lat=30.0444&lon=31.2357&peakpower=1&loss=14&angle=70&aspect=120&outputformat=json&raddatabase=PVGIS-SARAH3&pvtechchoice=crystSi&mountingplace=free&usehorizon=1
70 | 300 | 8 | 101.59 | 3.28 | https://re.jrc.ec.europa.eu/api/v5_3/PVcalc?lat=30.0444&lon=31.2357&peakpower=1&loss=14&angle=70&aspect=120&outputformat=json&raddatabase=PVGIS-SARAH3&pvtechchoice=crystSi&mountingplace=free&usehorizon=1
70 | 300 | 9 | 77.77 | 2.59 | https://re.jrc.ec.europa.eu/api/v5_3/PVcalc?lat=30.0444&lon=31.2357&peakpower=1&loss=14&angle=70&aspect=120&outputformat=json&raddatabase=PVGIS-SARAH3&pvtechchoice=crystSi&mountingplace=free&usehorizon=1
70 | 300 | 10 | 55.54 | 1.79 | https://re.jrc.ec.europa.eu/api/v5_3/PVcalc?lat=30.0444&lon=31.2357&peakpower=1&loss=14&angle=70&aspect=120&outputformat=json&raddatabase=PVGIS-SARAH3&pvtechchoice=crystSi&mountingplace=free&usehorizon=1
70 | 300 | 11 | 36.49 | 1.22 | https://re.jrc.ec.europa.eu/api/v5_3/PVcalc?lat=30.0444&lon=31.2357&peakpower=1&loss=14&angle=70&aspect=120&outputformat=json&raddatabase=PVGIS-SARAH3&pvtechchoice=crystSi&mountingplace=free&usehorizon=1
70 | 300 | 12 | 29.58 | 0.95 | https://re.jrc.ec.europa.eu/api/v5_3/PVcalc?lat=30.0444&lon=31.2357&peakpower=1&loss=14&angle=70&aspect=120&outputformat=json&raddatabase=PVGIS-SARAH3&pvtechchoice=crystSi&mountingplace=free&usehorizon=1
70 | 315 | 1 | 21.69 | 0.7 | https://re.jrc.ec.europa.eu/api/v5_3/PVcalc?lat=30.0444&lon=31.2357&peakpower=1&loss=14&angle=70&aspect=135&outputformat=json&raddatabase=PVGIS-SARAH3&pvtechchoice=crystSi&mountingplace=free&usehorizon=1
70 | 315 | 2 | 31.2 | 1.11 | https://re.jrc.ec.europa.eu/api/v5_3/PVcalc?lat=30.0444&lon=31.2357&peakpower=1&loss=14&angle=70&aspect=135&outputformat=json&raddatabase=PVGIS-SARAH3&pvtechchoice=crystSi&mountingplace=free&usehorizon=1
70 | 315 | 3 | 56.08 | 1.81 | https://re.jrc.ec.europa.eu/api/v5_3/PVcalc?lat=30.0444&lon=31.2357&peakpower=1&loss=14&angle=70&aspect=135&outputformat=json&raddatabase=PVGIS-SARAH3&pvtechchoice=crystSi&mountingplace=free&usehorizon=1
70 | 315 | 4 | 75.52 | 2.52 | https://re.jrc.ec.europa.eu/api/v5_3/PVcalc?lat=30.0444&lon=31.2357&peakpower=1&loss=14&angle=70&aspect=135&outputformat=json&raddatabase=PVGIS-SARAH3&pvtechchoice=crystSi&mountingplace=free&usehorizon=1
70 | 315 | 5 | 96.21 | 3.1 | https://re.jrc.ec.europa.eu/api/v5_3/PVcalc?lat=30.0444&lon=31.2357&peakpower=1&loss=14&angle=70&aspect=135&outputformat=json&raddatabase=PVGIS-SARAH3&pvtechchoice=crystSi&mountingplace=free&usehorizon=1
70 | 315 | 6 | 106.92 | 3.56 | https://re.jrc.ec.europa.eu/api/v5_3/PVcalc?lat=30.0444&lon=31.2357&peakpower=1&loss=14&angle=70&aspect=135&outputformat=json&raddatabase=PVGIS-SARAH3&pvtechchoice=crystSi&mountingplace=free&usehorizon=1
70 | 315 | 7 | 106.77 | 3.44 | https://re.jrc.ec.europa.eu/api/v5_3/PVcalc?lat=30.0444&lon=31.2357&peakpower=1&loss=14&angle=70&aspect=135&outputformat=json&raddatabase=PVGIS-SARAH3&pvtechchoice=crystSi&mountingplace=free&usehorizon=1
70 | 315 | 8 | 87.73 | 2.83 | https://re.jrc.ec.europa.eu/api/v5_3/PVcalc?lat=30.0444&lon=31.2357&peakpower=1&loss=14&angle=70&aspect=135&outputformat=json&raddatabase=PVGIS-SARAH3&pvtechchoice=crystSi&mountingplace=free&usehorizon=1
70 | 315 | 9 | 61.89 | 2.06 | https://re.jrc.ec.europa.eu/api/v5_3/PVcalc?lat=30.0444&lon=31.2357&peakpower=1&loss=14&angle=70&aspect=135&outputformat=json&raddatabase=PVGIS-SARAH3&pvtechchoice=crystSi&mountingplace=free&usehorizon=1
70 | 315 | 10 | 39.62 | 1.28 | https://re.jrc.ec.europa.eu/api/v5_3/PVcalc?lat=30.0444&lon=31.2357&peakpower=1&loss=14&angle=70&aspect=135&outputformat=json&raddatabase=PVGIS-SARAH3&pvtechchoice=crystSi&mountingplace=free&usehorizon=1
70 | 315 | 11 | 23.67 | 0.79 | https://re.jrc.ec.europa.eu/api/v5_3/PVcalc?lat=30.0444&lon=31.2357&peakpower=1&loss=14&angle=70&aspect=135&outputformat=json&raddatabase=PVGIS-SARAH3&pvtechchoice=crystSi&mountingplace=free&usehorizon=1
70 | 315 | 12 | 19.14 | 0.62 | https://re.jrc.ec.europa.eu/api/v5_3/PVcalc?lat=30.0444&lon=31.2357&peakpower=1&loss=14&angle=70&aspect=135&outputformat=json&raddatabase=PVGIS-SARAH3&pvtechchoice=crystSi&mountingplace=free&usehorizon=1
70 | 330 | 1 | 16.43 | 0.53 | https://re.jrc.ec.europa.eu/api/v5_3/PVcalc?lat=30.0444&lon=31.2357&peakpower=1&loss=14&angle=70&aspect=150&outputformat=json&raddatabase=PVGIS-SARAH3&pvtechchoice=crystSi&mountingplace=free&usehorizon=1
70 | 330 | 2 | 22.14 | 0.79 | https://re.jrc.ec.europa.eu/api/v5_3/PVcalc?lat=30.0444&lon=31.2357&peakpower=1&loss=14&angle=70&aspect=150&outputformat=json&raddatabase=PVGIS-SARAH3&pvtechchoice=crystSi&mountingplace=free&usehorizon=1
70 | 330 | 3 | 40.54 | 1.31 | https://re.jrc.ec.europa.eu/api/v5_3/PVcalc?lat=30.0444&lon=31.2357&peakpower=1&loss=14&angle=70&aspect=150&outputformat=json&raddatabase=PVGIS-SARAH3&pvtechchoice=crystSi&mountingplace=free&usehorizon=1
70 | 330 | 4 | 60.6 | 2.02 | https://re.jrc.ec.europa.eu/api/v5_3/PVcalc?lat=30.0444&lon=31.2357&peakpower=1&loss=14&angle=70&aspect=150&outputformat=json&raddatabase=PVGIS-SARAH3&pvtechchoice=crystSi&mountingplace=free&usehorizon=1
70 | 330 | 5 | 83.61 | 2.7 | https://re.jrc.ec.europa.eu/api/v5_3/PVcalc?lat=30.0444&lon=31.2357&peakpower=1&loss=14&angle=70&aspect=150&outputformat=json&raddatabase=PVGIS-SARAH3&pvtechchoice=crystSi&mountingplace=free&usehorizon=1
70 | 330 | 6 | 95.59 | 3.19 | https://re.jrc.ec.europa.eu/api/v5_3/PVcalc?lat=30.0444&lon=31.2357&peakpower=1&loss=14&angle=70&aspect=150&outputformat=json&raddatabase=PVGIS-SARAH3&pvtechchoice=crystSi&mountingplace=free&usehorizon=1
70 | 330 | 7 | 93.48 | 3.02 | https://re.jrc.ec.europa.eu/api/v5_3/PVcalc?lat=30.0444&lon=31.2357&peakpower=1&loss=14&angle=70&aspect=150&outputformat=json&raddatabase=PVGIS-SARAH3&pvtechchoice=crystSi&mountingplace=free&usehorizon=1
70 | 330 | 8 | 71.18 | 2.3 | https://re.jrc.ec.europa.eu/api/v5_3/PVcalc?lat=30.0444&lon=31.2357&peakpower=1&loss=14&angle=70&aspect=150&outputformat=json&raddatabase=PVGIS-SARAH3&pvtechchoice=crystSi&mountingplace=free&usehorizon=1
70 | 330 | 9 | 44.87 | 1.5 | https://re.jrc.ec.europa.eu/api/v5_3/PVcalc?lat=30.0444&lon=31.2357&peakpower=1&loss=14&angle=70&aspect=150&outputformat=json&raddatabase=PVGIS-SARAH3&pvtechchoice=crystSi&mountingplace=free&usehorizon=1
70 | 330 | 10 | 26.22 | 0.85 | https://re.jrc.ec.europa.eu/api/v5_3/PVcalc?lat=30.0444&lon=31.2357&peakpower=1&loss=14&angle=70&aspect=150&outputformat=json&raddatabase=PVGIS-SARAH3&pvtechchoice=crystSi&mountingplace=free&usehorizon=1
70 | 330 | 11 | 16.42 | 0.55 | https://re.jrc.ec.europa.eu/api/v5_3/PVcalc?lat=30.0444&lon=31.2357&peakpower=1&loss=14&angle=70&aspect=150&outputformat=json&raddatabase=PVGIS-SARAH3&pvtechchoice=crystSi&mountingplace=free&usehorizon=1
70 | 330 | 12 | 14.99 | 0.48 | https://re.jrc.ec.europa.eu/api/v5_3/PVcalc?lat=30.0444&lon=31.2357&peakpower=1&loss=14&angle=70&aspect=150&outputformat=json&raddatabase=PVGIS-SARAH3&pvtechchoice=crystSi&mountingplace=free&usehorizon=1
70 | 345 | 1 | 16.11 | 0.52 | https://re.jrc.ec.europa.eu/api/v5_3/PVcalc?lat=30.0444&lon=31.2357&peakpower=1&loss=14&angle=70&aspect=165&outputformat=json&raddatabase=PVGIS-SARAH3&pvtechchoice=crystSi&mountingplace=free&usehorizon=1
70 | 345 | 2 | 18.83 | 0.67 | https://re.jrc.ec.europa.eu/api/v5_3/PVcalc?lat=30.0444&lon=31.2357&peakpower=1&loss=14&angle=70&aspect=165&outputformat=json&raddatabase=PVGIS-SARAH3&pvtechchoice=crystSi&mountingplace=free&usehorizon=1
70 | 345 | 3 | 28.19 | 0.91 | https://re.jrc.ec.europa.eu/api/v5_3/PVcalc?lat=30.0444&lon=31.2357&peakpower=1&loss=14&angle=70&aspect=165&outputformat=json&raddatabase=PVGIS-SARAH3&pvtechchoice=crystSi&mountingplace=free&usehorizon=1
70 | 345 | 4 | 44.92 | 1.5 | https://re.jrc.ec.europa.eu/api/v5_3/PVcalc?lat=30.0444&lon=31.2357&peakpower=1&loss=14&angle=70&aspect=165&outputformat=json&raddatabase=PVGIS-SARAH3&pvtechchoice=crystSi&mountingplace=free&usehorizon=1
70 | 345 | 5 | 72.17 | 2.33 | https://re.jrc.ec.europa.eu/api/v5_3/PVcalc?lat=30.0444&lon=31.2357&peakpower=1&loss=14&angle=70&aspect=165&outputformat=json&raddatabase=PVGIS-SARAH3&pvtechchoice=crystSi&mountingplace=free&usehorizon=1
70 | 345 | 6 | 87.78 | 2.93 | https://re.jrc.ec.europa.eu/api/v5_3/PVcalc?lat=30.0444&lon=31.2357&peakpower=1&loss=14&angle=70&aspect=165&outputformat=json&raddatabase=PVGIS-SARAH3&pvtechchoice=crystSi&mountingplace=free&usehorizon=1
70 | 345 | 7 | 82.18 | 2.65 | https://re.jrc.ec.europa.eu/api/v5_3/PVcalc?lat=30.0444&lon=31.2357&peakpower=1&loss=14&angle=70&aspect=165&outputformat=json&raddatabase=PVGIS-SARAH3&pvtechchoice=crystSi&mountingplace=free&usehorizon=1
70 | 345 | 8 | 53.36 | 1.72 | https://re.jrc.ec.europa.eu/api/v5_3/PVcalc?lat=30.0444&lon=31.2357&peakpower=1&loss=14&angle=70&aspect=165&outputformat=json&raddatabase=PVGIS-SARAH3&pvtechchoice=crystSi&mountingplace=free&usehorizon=1
70 | 345 | 9 | 29.11 | 0.97 | https://re.jrc.ec.europa.eu/api/v5_3/PVcalc?lat=30.0444&lon=31.2357&peakpower=1&loss=14&angle=70&aspect=165&outputformat=json&raddatabase=PVGIS-SARAH3&pvtechchoice=crystSi&mountingplace=free&usehorizon=1
70 | 345 | 10 | 19.33 | 0.62 | https://re.jrc.ec.europa.eu/api/v5_3/PVcalc?lat=30.0444&lon=31.2357&peakpower=1&loss=14&angle=70&aspect=165&outputformat=json&raddatabase=PVGIS-SARAH3&pvtechchoice=crystSi&mountingplace=free&usehorizon=1
70 | 345 | 11 | 15.47 | 0.52 | https://re.jrc.ec.europa.eu/api/v5_3/PVcalc?lat=30.0444&lon=31.2357&peakpower=1&loss=14&angle=70&aspect=165&outputformat=json&raddatabase=PVGIS-SARAH3&pvtechchoice=crystSi&mountingplace=free&usehorizon=1
70 | 345 | 12 | 14.91 | 0.48 | https://re.jrc.ec.europa.eu/api/v5_3/PVcalc?lat=30.0444&lon=31.2357&peakpower=1&loss=14&angle=70&aspect=165&outputformat=json&raddatabase=PVGIS-SARAH3&pvtechchoice=crystSi&mountingplace=free&usehorizon=1
70 | 360 | 1 | 16.11 | 0.52 | https://re.jrc.ec.europa.eu/api/v5_3/PVcalc?lat=30.0444&lon=31.2357&peakpower=1&loss=14&angle=70&aspect=180&outputformat=json&raddatabase=PVGIS-SARAH3&pvtechchoice=crystSi&mountingplace=free&usehorizon=1
70 | 360 | 2 | 18.76 | 0.67 | https://re.jrc.ec.europa.eu/api/v5_3/PVcalc?lat=30.0444&lon=31.2357&peakpower=1&loss=14&angle=70&aspect=180&outputformat=json&raddatabase=PVGIS-SARAH3&pvtechchoice=crystSi&mountingplace=free&usehorizon=1
70 | 360 | 3 | 24.09 | 0.78 | https://re.jrc.ec.europa.eu/api/v5_3/PVcalc?lat=30.0444&lon=31.2357&peakpower=1&loss=14&angle=70&aspect=180&outputformat=json&raddatabase=PVGIS-SARAH3&pvtechchoice=crystSi&mountingplace=free&usehorizon=1
70 | 360 | 4 | 35.78 | 1.19 | https://re.jrc.ec.europa.eu/api/v5_3/PVcalc?lat=30.0444&lon=31.2357&peakpower=1&loss=14&angle=70&aspect=180&outputformat=json&raddatabase=PVGIS-SARAH3&pvtechchoice=crystSi&mountingplace=free&usehorizon=1
70 | 360 | 5 | 68.06 | 2.2 | https://re.jrc.ec.europa.eu/api/v5_3/PVcalc?lat=30.0444&lon=31.2357&peakpower=1&loss=14&angle=70&aspect=180&outputformat=json&raddatabase=PVGIS-SARAH3&pvtechchoice=crystSi&mountingplace=free&usehorizon=1
70 | 360 | 6 | 84.69 | 2.82 | https://re.jrc.ec.europa.eu/api/v5_3/PVcalc?lat=30.0444&lon=31.2357&peakpower=1&loss=14&angle=70&aspect=180&outputformat=json&raddatabase=PVGIS-SARAH3&pvtechchoice=crystSi&mountingplace=free&usehorizon=1
70 | 360 | 7 | 76.69 | 2.47 | https://re.jrc.ec.europa.eu/api/v5_3/PVcalc?lat=30.0444&lon=31.2357&peakpower=1&loss=14&angle=70&aspect=180&outputformat=json&raddatabase=PVGIS-SARAH3&pvtechchoice=crystSi&mountingplace=free&usehorizon=1
70 | 360 | 8 | 43.25 | 1.4 | https://re.jrc.ec.europa.eu/api/v5_3/PVcalc?lat=30.0444&lon=31.2357&peakpower=1&loss=14&angle=70&aspect=180&outputformat=json&raddatabase=PVGIS-SARAH3&pvtechchoice=crystSi&mountingplace=free&usehorizon=1
70 | 360 | 9 | 20.95 | 0.7 | https://re.jrc.ec.europa.eu/api/v5_3/PVcalc?lat=30.0444&lon=31.2357&peakpower=1&loss=14&angle=70&aspect=180&outputformat=json&raddatabase=PVGIS-SARAH3&pvtechchoice=crystSi&mountingplace=free&usehorizon=1
70 | 360 | 10 | 18.72 | 0.6 | https://re.jrc.ec.europa.eu/api/v5_3/PVcalc?lat=30.0444&lon=31.2357&peakpower=1&loss=14&angle=70&aspect=180&outputformat=json&raddatabase=PVGIS-SARAH3&pvtechchoice=crystSi&mountingplace=free&usehorizon=1
70 | 360 | 11 | 15.47 | 0.52 | https://re.jrc.ec.europa.eu/api/v5_3/PVcalc?lat=30.0444&lon=31.2357&peakpower=1&loss=14&angle=70&aspect=180&outputformat=json&raddatabase=PVGIS-SARAH3&pvtechchoice=crystSi&mountingplace=free&usehorizon=1
70 | 360 | 12 | 14.91 | 0.48 | https://re.jrc.ec.europa.eu/api/v5_3/PVcalc?lat=30.0444&lon=31.2357&peakpower=1&loss=14&angle=70&aspect=180&outputformat=json&raddatabase=PVGIS-SARAH3&pvtechchoice=crystSi&mountingplace=free&usehorizon=1
75 | 0 | 1 | 14.83 | 0.48 | https://re.jrc.ec.europa.eu/api/v5_3/PVcalc?lat=30.0444&lon=31.2357&peakpower=1&loss=14&angle=75&aspect=-180&outputformat=json&raddatabase=PVGIS-SARAH3&pvtechchoice=crystSi&mountingplace=free&usehorizon=1
75 | 0 | 2 | 17.3 | 0.62 | https://re.jrc.ec.europa.eu/api/v5_3/PVcalc?lat=30.0444&lon=31.2357&peakpower=1&loss=14&angle=75&aspect=-180&outputformat=json&raddatabase=PVGIS-SARAH3&pvtechchoice=crystSi&mountingplace=free&usehorizon=1
75 | 0 | 3 | 22.17 | 0.72 | https://re.jrc.ec.europa.eu/api/v5_3/PVcalc?lat=30.0444&lon=31.2357&peakpower=1&loss=14&angle=75&aspect=-180&outputformat=json&raddatabase=PVGIS-SARAH3&pvtechchoice=crystSi&mountingplace=free&usehorizon=1
75 | 0 | 4 | 29.28 | 0.98 | https://re.jrc.ec.europa.eu/api/v5_3/PVcalc?lat=30.0444&lon=31.2357&peakpower=1&loss=14&angle=75&aspect=-180&outputformat=json&raddatabase=PVGIS-SARAH3&pvtechchoice=crystSi&mountingplace=free&usehorizon=1
75 | 0 | 5 | 55.51 | 1.79 | https://re.jrc.ec.europa.eu/api/v5_3/PVcalc?lat=30.0444&lon=31.2357&peakpower=1&loss=14&angle=75&aspect=-180&outputformat=json&raddatabase=PVGIS-SARAH3&pvtechchoice=crystSi&mountingplace=free&usehorizon=1
75 | 0 | 6 | 70.04 | 2.33 | https://re.jrc.ec.europa.eu/api/v5_3/PVcalc?lat=30.0444&lon=31.2357&peakpower=1&loss=14&angle=75&aspect=-180&outputformat=json&raddatabase=PVGIS-SARAH3&pvtechchoice=crystSi&mountingplace=free&usehorizon=1
75 | 0 | 7 | 62.14 | 2 | https://re.jrc.ec.europa.eu/api/v5_3/PVcalc?lat=30.0444&lon=31.2357&peakpower=1&loss=14&angle=75&aspect=-180&outputformat=json&raddatabase=PVGIS-SARAH3&pvtechchoice=crystSi&mountingplace=free&usehorizon=1
75 | 0 | 8 | 33.62 | 1.08 | https://re.jrc.ec.europa.eu/api/v5_3/PVcalc?lat=30.0444&lon=31.2357&peakpower=1&loss=14&angle=75&aspect=-180&outputformat=json&raddatabase=PVGIS-SARAH3&pvtechchoice=crystSi&mountingplace=free&usehorizon=1
75 | 0 | 9 | 18.87 | 0.63 | https://re.jrc.ec.europa.eu/api/v5_3/PVcalc?lat=30.0444&lon=31.2357&peakpower=1&loss=14&angle=75&aspect=-180&outputformat=json&raddatabase=PVGIS-SARAH3&pvtechchoice=crystSi&mountingplace=free&usehorizon=1
75 | 0 | 10 | 17.24 | 0.56 | https://re.jrc.ec.europa.eu/api/v5_3/PVcalc?lat=30.0444&lon=31.2357&peakpower=1&loss=14&angle=75&aspect=-180&outputformat=json&raddatabase=PVGIS-SARAH3&pvtechchoice=crystSi&mountingplace=free&usehorizon=1
75 | 0 | 11 | 14.23 | 0.47 | https://re.jrc.ec.europa.eu/api/v5_3/PVcalc?lat=30.0444&lon=31.2357&peakpower=1&loss=14&angle=75&aspect=-180&outputformat=json&raddatabase=PVGIS-SARAH3&pvtechchoice=crystSi&mountingplace=free&usehorizon=1
75 | 0 | 12 | 13.71 | 0.44 | https://re.jrc.ec.europa.eu/api/v5_3/PVcalc?lat=30.0444&lon=31.2357&peakpower=1&loss=14&angle=75&aspect=-180&outputformat=json&raddatabase=PVGIS-SARAH3&pvtechchoice=crystSi&mountingplace=free&usehorizon=1
75 | 15 | 1 | 14.83 | 0.48 | https://re.jrc.ec.europa.eu/api/v5_3/PVcalc?lat=30.0444&lon=31.2357&peakpower=1&loss=14&angle=75&aspect=-165&outputformat=json&raddatabase=PVGIS-SARAH3&pvtechchoice=crystSi&mountingplace=free&usehorizon=1
75 | 15 | 2 | 17.35 | 0.62 | https://re.jrc.ec.europa.eu/api/v5_3/PVcalc?lat=30.0444&lon=31.2357&peakpower=1&loss=14&angle=75&aspect=-165&outputformat=json&raddatabase=PVGIS-SARAH3&pvtechchoice=crystSi&mountingplace=free&usehorizon=1
75 | 15 | 3 | 24.69 | 0.8 | https://re.jrc.ec.europa.eu/api/v5_3/PVcalc?lat=30.0444&lon=31.2357&peakpower=1&loss=14&angle=75&aspect=-165&outputformat=json&raddatabase=PVGIS-SARAH3&pvtechchoice=crystSi&mountingplace=free&usehorizon=1
75 | 15 | 4 | 36.85 | 1.23 | https://re.jrc.ec.europa.eu/api/v5_3/PVcalc?lat=30.0444&lon=31.2357&peakpower=1&loss=14&angle=75&aspect=-165&outputformat=json&raddatabase=PVGIS-SARAH3&pvtechchoice=crystSi&mountingplace=free&usehorizon=1
75 | 15 | 5 | 58.18 | 1.88 | https://re.jrc.ec.europa.eu/api/v5_3/PVcalc?lat=30.0444&lon=31.2357&peakpower=1&loss=14&angle=75&aspect=-165&outputformat=json&raddatabase=PVGIS-SARAH3&pvtechchoice=crystSi&mountingplace=free&usehorizon=1
75 | 15 | 6 | 68.86 | 2.3 | https://re.jrc.ec.europa.eu/api/v5_3/PVcalc?lat=30.0444&lon=31.2357&peakpower=1&loss=14&angle=75&aspect=-165&outputformat=json&raddatabase=PVGIS-SARAH3&pvtechchoice=crystSi&mountingplace=free&usehorizon=1
75 | 15 | 7 | 61.64 | 1.99 | https://re.jrc.ec.europa.eu/api/v5_3/PVcalc?lat=30.0444&lon=31.2357&peakpower=1&loss=14&angle=75&aspect=-165&outputformat=json&raddatabase=PVGIS-SARAH3&pvtechchoice=crystSi&mountingplace=free&usehorizon=1
75 | 15 | 8 | 40.01 | 1.29 | https://re.jrc.ec.europa.eu/api/v5_3/PVcalc?lat=30.0444&lon=31.2357&peakpower=1&loss=14&angle=75&aspect=-165&outputformat=json&raddatabase=PVGIS-SARAH3&pvtechchoice=crystSi&mountingplace=free&usehorizon=1
75 | 15 | 9 | 23.25 | 0.78 | https://re.jrc.ec.europa.eu/api/v5_3/PVcalc?lat=30.0444&lon=31.2357&peakpower=1&loss=14&angle=75&aspect=-165&outputformat=json&raddatabase=PVGIS-SARAH3&pvtechchoice=crystSi&mountingplace=free&usehorizon=1
75 | 15 | 10 | 17.53 | 0.57 | https://re.jrc.ec.europa.eu/api/v5_3/PVcalc?lat=30.0444&lon=31.2357&peakpower=1&loss=14&angle=75&aspect=-165&outputformat=json&raddatabase=PVGIS-SARAH3&pvtechchoice=crystSi&mountingplace=free&usehorizon=1
75 | 15 | 11 | 14.23 | 0.47 | https://re.jrc.ec.europa.eu/api/v5_3/PVcalc?lat=30.0444&lon=31.2357&peakpower=1&loss=14&angle=75&aspect=-165&outputformat=json&raddatabase=PVGIS-SARAH3&pvtechchoice=crystSi&mountingplace=free&usehorizon=1
75 | 15 | 12 | 13.71 | 0.44 | https://re.jrc.ec.europa.eu/api/v5_3/PVcalc?lat=30.0444&lon=31.2357&peakpower=1&loss=14&angle=75&aspect=-165&outputformat=json&raddatabase=PVGIS-SARAH3&pvtechchoice=crystSi&mountingplace=free&usehorizon=1
75 | 30 | 1 | 15.06 | 0.49 | https://re.jrc.ec.europa.eu/api/v5_3/PVcalc?lat=30.0444&lon=31.2357&peakpower=1&loss=14&angle=75&aspect=-150&outputformat=json&raddatabase=PVGIS-SARAH3&pvtechchoice=crystSi&mountingplace=free&usehorizon=1
75 | 30 | 2 | 20.11 | 0.72 | https://re.jrc.ec.europa.eu/api/v5_3/PVcalc?lat=30.0444&lon=31.2357&peakpower=1&loss=14&angle=75&aspect=-150&outputformat=json&raddatabase=PVGIS-SARAH3&pvtechchoice=crystSi&mountingplace=free&usehorizon=1
75 | 30 | 3 | 34.3 | 1.11 | https://re.jrc.ec.europa.eu/api/v5_3/PVcalc?lat=30.0444&lon=31.2357&peakpower=1&loss=14&angle=75&aspect=-150&outputformat=json&raddatabase=PVGIS-SARAH3&pvtechchoice=crystSi&mountingplace=free&usehorizon=1
75 | 30 | 4 | 50.68 | 1.69 | https://re.jrc.ec.europa.eu/api/v5_3/PVcalc?lat=30.0444&lon=31.2357&peakpower=1&loss=14&angle=75&aspect=-150&outputformat=json&raddatabase=PVGIS-SARAH3&pvtechchoice=crystSi&mountingplace=free&usehorizon=1
75 | 30 | 5 | 70.77 | 2.28 | https://re.jrc.ec.europa.eu/api/v5_3/PVcalc?lat=30.0444&lon=31.2357&peakpower=1&loss=14&angle=75&aspect=-150&outputformat=json&raddatabase=PVGIS-SARAH3&pvtechchoice=crystSi&mountingplace=free&usehorizon=1
75 | 30 | 6 | 76.97 | 2.57 | https://re.jrc.ec.europa.eu/api/v5_3/PVcalc?lat=30.0444&lon=31.2357&peakpower=1&loss=14&angle=75&aspect=-150&outputformat=json&raddatabase=PVGIS-SARAH3&pvtechchoice=crystSi&mountingplace=free&usehorizon=1
75 | 30 | 7 | 72.09 | 2.33 | https://re.jrc.ec.europa.eu/api/v5_3/PVcalc?lat=30.0444&lon=31.2357&peakpower=1&loss=14&angle=75&aspect=-150&outputformat=json&raddatabase=PVGIS-SARAH3&pvtechchoice=crystSi&mountingplace=free&usehorizon=1
75 | 30 | 8 | 55.7 | 1.8 | https://re.jrc.ec.europa.eu/api/v5_3/PVcalc?lat=30.0444&lon=31.2357&peakpower=1&loss=14&angle=75&aspect=-150&outputformat=json&raddatabase=PVGIS-SARAH3&pvtechchoice=crystSi&mountingplace=free&usehorizon=1
75 | 30 | 9 | 34.72 | 1.16 | https://re.jrc.ec.europa.eu/api/v5_3/PVcalc?lat=30.0444&lon=31.2357&peakpower=1&loss=14&angle=75&aspect=-150&outputformat=json&raddatabase=PVGIS-SARAH3&pvtechchoice=crystSi&mountingplace=free&usehorizon=1
75 | 30 | 10 | 22.62 | 0.73 | https://re.jrc.ec.europa.eu/api/v5_3/PVcalc?lat=30.0444&lon=31.2357&peakpower=1&loss=14&angle=75&aspect=-150&outputformat=json&raddatabase=PVGIS-SARAH3&pvtechchoice=crystSi&mountingplace=free&usehorizon=1
75 | 30 | 11 | 14.98 | 0.5 | https://re.jrc.ec.europa.eu/api/v5_3/PVcalc?lat=30.0444&lon=31.2357&peakpower=1&loss=14&angle=75&aspect=-150&outputformat=json&raddatabase=PVGIS-SARAH3&pvtechchoice=crystSi&mountingplace=free&usehorizon=1
75 | 30 | 12 | 13.78 | 0.44 | https://re.jrc.ec.europa.eu/api/v5_3/PVcalc?lat=30.0444&lon=31.2357&peakpower=1&loss=14&angle=75&aspect=-150&outputformat=json&raddatabase=PVGIS-SARAH3&pvtechchoice=crystSi&mountingplace=free&usehorizon=1
75 | 45 | 1 | 19.68 | 0.63 | https://re.jrc.ec.europa.eu/api/v5_3/PVcalc?lat=30.0444&lon=31.2357&peakpower=1&loss=14&angle=75&aspect=-135&outputformat=json&raddatabase=PVGIS-SARAH3&pvtechchoice=crystSi&mountingplace=free&usehorizon=1
75 | 45 | 2 | 29.13 | 1.04 | https://re.jrc.ec.europa.eu/api/v5_3/PVcalc?lat=30.0444&lon=31.2357&peakpower=1&loss=14&angle=75&aspect=-135&outputformat=json&raddatabase=PVGIS-SARAH3&pvtechchoice=crystSi&mountingplace=free&usehorizon=1
75 | 45 | 3 | 48.17 | 1.55 | https://re.jrc.ec.europa.eu/api/v5_3/PVcalc?lat=30.0444&lon=31.2357&peakpower=1&loss=14&angle=75&aspect=-135&outputformat=json&raddatabase=PVGIS-SARAH3&pvtechchoice=crystSi&mountingplace=free&usehorizon=1
75 | 45 | 4 | 64.45 | 2.15 | https://re.jrc.ec.europa.eu/api/v5_3/PVcalc?lat=30.0444&lon=31.2357&peakpower=1&loss=14&angle=75&aspect=-135&outputformat=json&raddatabase=PVGIS-SARAH3&pvtechchoice=crystSi&mountingplace=free&usehorizon=1
75 | 45 | 5 | 83.41 | 2.69 | https://re.jrc.ec.europa.eu/api/v5_3/PVcalc?lat=30.0444&lon=31.2357&peakpower=1&loss=14&angle=75&aspect=-135&outputformat=json&raddatabase=PVGIS-SARAH3&pvtechchoice=crystSi&mountingplace=free&usehorizon=1
75 | 45 | 6 | 87.63 | 2.92 | https://re.jrc.ec.europa.eu/api/v5_3/PVcalc?lat=30.0444&lon=31.2357&peakpower=1&loss=14&angle=75&aspect=-135&outputformat=json&raddatabase=PVGIS-SARAH3&pvtechchoice=crystSi&mountingplace=free&usehorizon=1
75 | 45 | 7 | 83.99 | 2.71 | https://re.jrc.ec.europa.eu/api/v5_3/PVcalc?lat=30.0444&lon=31.2357&peakpower=1&loss=14&angle=75&aspect=-135&outputformat=json&raddatabase=PVGIS-SARAH3&pvtechchoice=crystSi&mountingplace=free&usehorizon=1
75 | 45 | 8 | 70.33 | 2.27 | https://re.jrc.ec.europa.eu/api/v5_3/PVcalc?lat=30.0444&lon=31.2357&peakpower=1&loss=14&angle=75&aspect=-135&outputformat=json&raddatabase=PVGIS-SARAH3&pvtechchoice=crystSi&mountingplace=free&usehorizon=1
75 | 45 | 9 | 48.83 | 1.63 | https://re.jrc.ec.europa.eu/api/v5_3/PVcalc?lat=30.0444&lon=31.2357&peakpower=1&loss=14&angle=75&aspect=-135&outputformat=json&raddatabase=PVGIS-SARAH3&pvtechchoice=crystSi&mountingplace=free&usehorizon=1
75 | 45 | 10 | 34.34 | 1.11 | https://re.jrc.ec.europa.eu/api/v5_3/PVcalc?lat=30.0444&lon=31.2357&peakpower=1&loss=14&angle=75&aspect=-135&outputformat=json&raddatabase=PVGIS-SARAH3&pvtechchoice=crystSi&mountingplace=free&usehorizon=1
75 | 45 | 11 | 21.55 | 0.72 | https://re.jrc.ec.europa.eu/api/v5_3/PVcalc?lat=30.0444&lon=31.2357&peakpower=1&loss=14&angle=75&aspect=-135&outputformat=json&raddatabase=PVGIS-SARAH3&pvtechchoice=crystSi&mountingplace=free&usehorizon=1
75 | 45 | 12 | 17.48 | 0.56 | https://re.jrc.ec.europa.eu/api/v5_3/PVcalc?lat=30.0444&lon=31.2357&peakpower=1&loss=14&angle=75&aspect=-135&outputformat=json&raddatabase=PVGIS-SARAH3&pvtechchoice=crystSi&mountingplace=free&usehorizon=1
75 | 60 | 1 | 30.86 | 1 | https://re.jrc.ec.europa.eu/api/v5_3/PVcalc?lat=30.0444&lon=31.2357&peakpower=1&loss=14&angle=75&aspect=-120&outputformat=json&raddatabase=PVGIS-SARAH3&pvtechchoice=crystSi&mountingplace=free&usehorizon=1
75 | 60 | 2 | 41.94 | 1.5 | https://re.jrc.ec.europa.eu/api/v5_3/PVcalc?lat=30.0444&lon=31.2357&peakpower=1&loss=14&angle=75&aspect=-120&outputformat=json&raddatabase=PVGIS-SARAH3&pvtechchoice=crystSi&mountingplace=free&usehorizon=1
75 | 60 | 3 | 62.63 | 2.02 | https://re.jrc.ec.europa.eu/api/v5_3/PVcalc?lat=30.0444&lon=31.2357&peakpower=1&loss=14&angle=75&aspect=-120&outputformat=json&raddatabase=PVGIS-SARAH3&pvtechchoice=crystSi&mountingplace=free&usehorizon=1
75 | 60 | 4 | 77.05 | 2.57 | https://re.jrc.ec.europa.eu/api/v5_3/PVcalc?lat=30.0444&lon=31.2357&peakpower=1&loss=14&angle=75&aspect=-120&outputformat=json&raddatabase=PVGIS-SARAH3&pvtechchoice=crystSi&mountingplace=free&usehorizon=1
75 | 60 | 5 | 93.49 | 3.02 | https://re.jrc.ec.europa.eu/api/v5_3/PVcalc?lat=30.0444&lon=31.2357&peakpower=1&loss=14&angle=75&aspect=-120&outputformat=json&raddatabase=PVGIS-SARAH3&pvtechchoice=crystSi&mountingplace=free&usehorizon=1
75 | 60 | 6 | 96.29 | 3.21 | https://re.jrc.ec.europa.eu/api/v5_3/PVcalc?lat=30.0444&lon=31.2357&peakpower=1&loss=14&angle=75&aspect=-120&outputformat=json&raddatabase=PVGIS-SARAH3&pvtechchoice=crystSi&mountingplace=free&usehorizon=1
75 | 60 | 7 | 93.61 | 3.02 | https://re.jrc.ec.europa.eu/api/v5_3/PVcalc?lat=30.0444&lon=31.2357&peakpower=1&loss=14&angle=75&aspect=-120&outputformat=json&raddatabase=PVGIS-SARAH3&pvtechchoice=crystSi&mountingplace=free&usehorizon=1
75 | 60 | 8 | 82.9 | 2.67 | https://re.jrc.ec.europa.eu/api/v5_3/PVcalc?lat=30.0444&lon=31.2357&peakpower=1&loss=14&angle=75&aspect=-120&outputformat=json&raddatabase=PVGIS-SARAH3&pvtechchoice=crystSi&mountingplace=free&usehorizon=1
75 | 60 | 9 | 62.83 | 2.09 | https://re.jrc.ec.europa.eu/api/v5_3/PVcalc?lat=30.0444&lon=31.2357&peakpower=1&loss=14&angle=75&aspect=-120&outputformat=json&raddatabase=PVGIS-SARAH3&pvtechchoice=crystSi&mountingplace=free&usehorizon=1
75 | 60 | 10 | 49.13 | 1.58 | https://re.jrc.ec.europa.eu/api/v5_3/PVcalc?lat=30.0444&lon=31.2357&peakpower=1&loss=14&angle=75&aspect=-120&outputformat=json&raddatabase=PVGIS-SARAH3&pvtechchoice=crystSi&mountingplace=free&usehorizon=1
75 | 60 | 11 | 34.17 | 1.14 | https://re.jrc.ec.europa.eu/api/v5_3/PVcalc?lat=30.0444&lon=31.2357&peakpower=1&loss=14&angle=75&aspect=-120&outputformat=json&raddatabase=PVGIS-SARAH3&pvtechchoice=crystSi&mountingplace=free&usehorizon=1
75 | 60 | 12 | 28.06 | 0.91 | https://re.jrc.ec.europa.eu/api/v5_3/PVcalc?lat=30.0444&lon=31.2357&peakpower=1&loss=14&angle=75&aspect=-120&outputformat=json&raddatabase=PVGIS-SARAH3&pvtechchoice=crystSi&mountingplace=free&usehorizon=1
75 | 75 | 1 | 45.69 | 1.47 | https://re.jrc.ec.europa.eu/api/v5_3/PVcalc?lat=30.0444&lon=31.2357&peakpower=1&loss=14&angle=75&aspect=-105&outputformat=json&raddatabase=PVGIS-SARAH3&pvtechchoice=crystSi&mountingplace=free&usehorizon=1
75 | 75 | 2 | 55.94 | 2 | https://re.jrc.ec.europa.eu/api/v5_3/PVcalc?lat=30.0444&lon=31.2357&peakpower=1&loss=14&angle=75&aspect=-105&outputformat=json&raddatabase=PVGIS-SARAH3&pvtechchoice=crystSi&mountingplace=free&usehorizon=1
75 | 75 | 3 | 76.96 | 2.48 | https://re.jrc.ec.europa.eu/api/v5_3/PVcalc?lat=30.0444&lon=31.2357&peakpower=1&loss=14&angle=75&aspect=-105&outputformat=json&raddatabase=PVGIS-SARAH3&pvtechchoice=crystSi&mountingplace=free&usehorizon=1
75 | 75 | 4 | 87.38 | 2.91 | https://re.jrc.ec.europa.eu/api/v5_3/PVcalc?lat=30.0444&lon=31.2357&peakpower=1&loss=14&angle=75&aspect=-105&outputformat=json&raddatabase=PVGIS-SARAH3&pvtechchoice=crystSi&mountingplace=free&usehorizon=1
75 | 75 | 5 | 100.69 | 3.25 | https://re.jrc.ec.europa.eu/api/v5_3/PVcalc?lat=30.0444&lon=31.2357&peakpower=1&loss=14&angle=75&aspect=-105&outputformat=json&raddatabase=PVGIS-SARAH3&pvtechchoice=crystSi&mountingplace=free&usehorizon=1
75 | 75 | 6 | 101.71 | 3.39 | https://re.jrc.ec.europa.eu/api/v5_3/PVcalc?lat=30.0444&lon=31.2357&peakpower=1&loss=14&angle=75&aspect=-105&outputformat=json&raddatabase=PVGIS-SARAH3&pvtechchoice=crystSi&mountingplace=free&usehorizon=1
75 | 75 | 7 | 100.1 | 3.23 | https://re.jrc.ec.europa.eu/api/v5_3/PVcalc?lat=30.0444&lon=31.2357&peakpower=1&loss=14&angle=75&aspect=-105&outputformat=json&raddatabase=PVGIS-SARAH3&pvtechchoice=crystSi&mountingplace=free&usehorizon=1
75 | 75 | 8 | 92.69 | 2.99 | https://re.jrc.ec.europa.eu/api/v5_3/PVcalc?lat=30.0444&lon=31.2357&peakpower=1&loss=14&angle=75&aspect=-105&outputformat=json&raddatabase=PVGIS-SARAH3&pvtechchoice=crystSi&mountingplace=free&usehorizon=1
75 | 75 | 9 | 75.84 | 2.53 | https://re.jrc.ec.europa.eu/api/v5_3/PVcalc?lat=30.0444&lon=31.2357&peakpower=1&loss=14&angle=75&aspect=-105&outputformat=json&raddatabase=PVGIS-SARAH3&pvtechchoice=crystSi&mountingplace=free&usehorizon=1
75 | 75 | 10 | 64.57 | 2.08 | https://re.jrc.ec.europa.eu/api/v5_3/PVcalc?lat=30.0444&lon=31.2357&peakpower=1&loss=14&angle=75&aspect=-105&outputformat=json&raddatabase=PVGIS-SARAH3&pvtechchoice=crystSi&mountingplace=free&usehorizon=1
75 | 75 | 11 | 49.81 | 1.66 | https://re.jrc.ec.europa.eu/api/v5_3/PVcalc?lat=30.0444&lon=31.2357&peakpower=1&loss=14&angle=75&aspect=-105&outputformat=json&raddatabase=PVGIS-SARAH3&pvtechchoice=crystSi&mountingplace=free&usehorizon=1
75 | 75 | 12 | 43.25 | 1.4 | https://re.jrc.ec.europa.eu/api/v5_3/PVcalc?lat=30.0444&lon=31.2357&peakpower=1&loss=14&angle=75&aspect=-105&outputformat=json&raddatabase=PVGIS-SARAH3&pvtechchoice=crystSi&mountingplace=free&usehorizon=1
75 | 90 | 1 | 62.3 | 2.01 | https://re.jrc.ec.europa.eu/api/v5_3/PVcalc?lat=30.0444&lon=31.2357&peakpower=1&loss=14&angle=75&aspect=-90&outputformat=json&raddatabase=PVGIS-SARAH3&pvtechchoice=crystSi&mountingplace=free&usehorizon=1
75 | 90 | 2 | 69.56 | 2.48 | https://re.jrc.ec.europa.eu/api/v5_3/PVcalc?lat=30.0444&lon=31.2357&peakpower=1&loss=14&angle=75&aspect=-90&outputformat=json&raddatabase=PVGIS-SARAH3&pvtechchoice=crystSi&mountingplace=free&usehorizon=1
75 | 90 | 3 | 89.31 | 2.88 | https://re.jrc.ec.europa.eu/api/v5_3/PVcalc?lat=30.0444&lon=31.2357&peakpower=1&loss=14&angle=75&aspect=-90&outputformat=json&raddatabase=PVGIS-SARAH3&pvtechchoice=crystSi&mountingplace=free&usehorizon=1
75 | 90 | 4 | 95.28 | 3.18 | https://re.jrc.ec.europa.eu/api/v5_3/PVcalc?lat=30.0444&lon=31.2357&peakpower=1&loss=14&angle=75&aspect=-90&outputformat=json&raddatabase=PVGIS-SARAH3&pvtechchoice=crystSi&mountingplace=free&usehorizon=1
75 | 90 | 5 | 104.77 | 3.38 | https://re.jrc.ec.europa.eu/api/v5_3/PVcalc?lat=30.0444&lon=31.2357&peakpower=1&loss=14&angle=75&aspect=-90&outputformat=json&raddatabase=PVGIS-SARAH3&pvtechchoice=crystSi&mountingplace=free&usehorizon=1
75 | 90 | 6 | 103.73 | 3.46 | https://re.jrc.ec.europa.eu/api/v5_3/PVcalc?lat=30.0444&lon=31.2357&peakpower=1&loss=14&angle=75&aspect=-90&outputformat=json&raddatabase=PVGIS-SARAH3&pvtechchoice=crystSi&mountingplace=free&usehorizon=1
75 | 90 | 7 | 103.25 | 3.33 | https://re.jrc.ec.europa.eu/api/v5_3/PVcalc?lat=30.0444&lon=31.2357&peakpower=1&loss=14&angle=75&aspect=-90&outputformat=json&raddatabase=PVGIS-SARAH3&pvtechchoice=crystSi&mountingplace=free&usehorizon=1
75 | 90 | 8 | 99.52 | 3.21 | https://re.jrc.ec.europa.eu/api/v5_3/PVcalc?lat=30.0444&lon=31.2357&peakpower=1&loss=14&angle=75&aspect=-90&outputformat=json&raddatabase=PVGIS-SARAH3&pvtechchoice=crystSi&mountingplace=free&usehorizon=1
75 | 90 | 9 | 87.06 | 2.9 | https://re.jrc.ec.europa.eu/api/v5_3/PVcalc?lat=30.0444&lon=31.2357&peakpower=1&loss=14&angle=75&aspect=-90&outputformat=json&raddatabase=PVGIS-SARAH3&pvtechchoice=crystSi&mountingplace=free&usehorizon=1
75 | 90 | 10 | 79.69 | 2.57 | https://re.jrc.ec.europa.eu/api/v5_3/PVcalc?lat=30.0444&lon=31.2357&peakpower=1&loss=14&angle=75&aspect=-90&outputformat=json&raddatabase=PVGIS-SARAH3&pvtechchoice=crystSi&mountingplace=free&usehorizon=1
75 | 90 | 11 | 66.38 | 2.21 | https://re.jrc.ec.europa.eu/api/v5_3/PVcalc?lat=30.0444&lon=31.2357&peakpower=1&loss=14&angle=75&aspect=-90&outputformat=json&raddatabase=PVGIS-SARAH3&pvtechchoice=crystSi&mountingplace=free&usehorizon=1
75 | 90 | 12 | 60.52 | 1.95 | https://re.jrc.ec.europa.eu/api/v5_3/PVcalc?lat=30.0444&lon=31.2357&peakpower=1&loss=14&angle=75&aspect=-90&outputformat=json&raddatabase=PVGIS-SARAH3&pvtechchoice=crystSi&mountingplace=free&usehorizon=1
75 | 105 | 1 | 79.01 | 2.55 | https://re.jrc.ec.europa.eu/api/v5_3/PVcalc?lat=30.0444&lon=31.2357&peakpower=1&loss=14&angle=75&aspect=-75&outputformat=json&raddatabase=PVGIS-SARAH3&pvtechchoice=crystSi&mountingplace=free&usehorizon=1
75 | 105 | 2 | 82.66 | 2.95 | https://re.jrc.ec.europa.eu/api/v5_3/PVcalc?lat=30.0444&lon=31.2357&peakpower=1&loss=14&angle=75&aspect=-75&outputformat=json&raddatabase=PVGIS-SARAH3&pvtechchoice=crystSi&mountingplace=free&usehorizon=1
75 | 105 | 3 | 100.36 | 3.24 | https://re.jrc.ec.europa.eu/api/v5_3/PVcalc?lat=30.0444&lon=31.2357&peakpower=1&loss=14&angle=75&aspect=-75&outputformat=json&raddatabase=PVGIS-SARAH3&pvtechchoice=crystSi&mountingplace=free&usehorizon=1
75 | 105 | 4 | 101.18 | 3.37 | https://re.jrc.ec.europa.eu/api/v5_3/PVcalc?lat=30.0444&lon=31.2357&peakpower=1&loss=14&angle=75&aspect=-75&outputformat=json&raddatabase=PVGIS-SARAH3&pvtechchoice=crystSi&mountingplace=free&usehorizon=1
75 | 105 | 5 | 105.53 | 3.4 | https://re.jrc.ec.europa.eu/api/v5_3/PVcalc?lat=30.0444&lon=31.2357&peakpower=1&loss=14&angle=75&aspect=-75&outputformat=json&raddatabase=PVGIS-SARAH3&pvtechchoice=crystSi&mountingplace=free&usehorizon=1
75 | 105 | 6 | 102.65 | 3.42 | https://re.jrc.ec.europa.eu/api/v5_3/PVcalc?lat=30.0444&lon=31.2357&peakpower=1&loss=14&angle=75&aspect=-75&outputformat=json&raddatabase=PVGIS-SARAH3&pvtechchoice=crystSi&mountingplace=free&usehorizon=1
75 | 105 | 7 | 103.95 | 3.35 | https://re.jrc.ec.europa.eu/api/v5_3/PVcalc?lat=30.0444&lon=31.2357&peakpower=1&loss=14&angle=75&aspect=-75&outputformat=json&raddatabase=PVGIS-SARAH3&pvtechchoice=crystSi&mountingplace=free&usehorizon=1
75 | 105 | 8 | 103.99 | 3.35 | https://re.jrc.ec.europa.eu/api/v5_3/PVcalc?lat=30.0444&lon=31.2357&peakpower=1&loss=14&angle=75&aspect=-75&outputformat=json&raddatabase=PVGIS-SARAH3&pvtechchoice=crystSi&mountingplace=free&usehorizon=1
75 | 105 | 9 | 96.25 | 3.21 | https://re.jrc.ec.europa.eu/api/v5_3/PVcalc?lat=30.0444&lon=31.2357&peakpower=1&loss=14&angle=75&aspect=-75&outputformat=json&raddatabase=PVGIS-SARAH3&pvtechchoice=crystSi&mountingplace=free&usehorizon=1
75 | 105 | 10 | 93.03 | 3 | https://re.jrc.ec.europa.eu/api/v5_3/PVcalc?lat=30.0444&lon=31.2357&peakpower=1&loss=14&angle=75&aspect=-75&outputformat=json&raddatabase=PVGIS-SARAH3&pvtechchoice=crystSi&mountingplace=free&usehorizon=1
75 | 105 | 11 | 82.56 | 2.75 | https://re.jrc.ec.europa.eu/api/v5_3/PVcalc?lat=30.0444&lon=31.2357&peakpower=1&loss=14&angle=75&aspect=-75&outputformat=json&raddatabase=PVGIS-SARAH3&pvtechchoice=crystSi&mountingplace=free&usehorizon=1
75 | 105 | 12 | 78.38 | 2.53 | https://re.jrc.ec.europa.eu/api/v5_3/PVcalc?lat=30.0444&lon=31.2357&peakpower=1&loss=14&angle=75&aspect=-75&outputformat=json&raddatabase=PVGIS-SARAH3&pvtechchoice=crystSi&mountingplace=free&usehorizon=1
75 | 120 | 1 | 95.16 | 3.07 | https://re.jrc.ec.europa.eu/api/v5_3/PVcalc?lat=30.0444&lon=31.2357&peakpower=1&loss=14&angle=75&aspect=-60&outputformat=json&raddatabase=PVGIS-SARAH3&pvtechchoice=crystSi&mountingplace=free&usehorizon=1
75 | 120 | 2 | 94.38 | 3.37 | https://re.jrc.ec.europa.eu/api/v5_3/PVcalc?lat=30.0444&lon=31.2357&peakpower=1&loss=14&angle=75&aspect=-60&outputformat=json&raddatabase=PVGIS-SARAH3&pvtechchoice=crystSi&mountingplace=free&usehorizon=1
75 | 120 | 3 | 108.98 | 3.52 | https://re.jrc.ec.europa.eu/api/v5_3/PVcalc?lat=30.0444&lon=31.2357&peakpower=1&loss=14&angle=75&aspect=-60&outputformat=json&raddatabase=PVGIS-SARAH3&pvtechchoice=crystSi&mountingplace=free&usehorizon=1
75 | 120 | 4 | 104.25 | 3.48 | https://re.jrc.ec.europa.eu/api/v5_3/PVcalc?lat=30.0444&lon=31.2357&peakpower=1&loss=14&angle=75&aspect=-60&outputformat=json&raddatabase=PVGIS-SARAH3&pvtechchoice=crystSi&mountingplace=free&usehorizon=1
75 | 120 | 5 | 104.29 | 3.36 | https://re.jrc.ec.europa.eu/api/v5_3/PVcalc?lat=30.0444&lon=31.2357&peakpower=1&loss=14&angle=75&aspect=-60&outputformat=json&raddatabase=PVGIS-SARAH3&pvtechchoice=crystSi&mountingplace=free&usehorizon=1
75 | 120 | 6 | 98.55 | 3.29 | https://re.jrc.ec.europa.eu/api/v5_3/PVcalc?lat=30.0444&lon=31.2357&peakpower=1&loss=14&angle=75&aspect=-60&outputformat=json&raddatabase=PVGIS-SARAH3&pvtechchoice=crystSi&mountingplace=free&usehorizon=1
75 | 120 | 7 | 100.85 | 3.25 | https://re.jrc.ec.europa.eu/api/v5_3/PVcalc?lat=30.0444&lon=31.2357&peakpower=1&loss=14&angle=75&aspect=-60&outputformat=json&raddatabase=PVGIS-SARAH3&pvtechchoice=crystSi&mountingplace=free&usehorizon=1
75 | 120 | 8 | 105.18 | 3.39 | https://re.jrc.ec.europa.eu/api/v5_3/PVcalc?lat=30.0444&lon=31.2357&peakpower=1&loss=14&angle=75&aspect=-60&outputformat=json&raddatabase=PVGIS-SARAH3&pvtechchoice=crystSi&mountingplace=free&usehorizon=1
75 | 120 | 9 | 103.49 | 3.45 | https://re.jrc.ec.europa.eu/api/v5_3/PVcalc?lat=30.0444&lon=31.2357&peakpower=1&loss=14&angle=75&aspect=-60&outputformat=json&raddatabase=PVGIS-SARAH3&pvtechchoice=crystSi&mountingplace=free&usehorizon=1
75 | 120 | 10 | 105.78 | 3.41 | https://re.jrc.ec.europa.eu/api/v5_3/PVcalc?lat=30.0444&lon=31.2357&peakpower=1&loss=14&angle=75&aspect=-60&outputformat=json&raddatabase=PVGIS-SARAH3&pvtechchoice=crystSi&mountingplace=free&usehorizon=1
75 | 120 | 11 | 98.26 | 3.28 | https://re.jrc.ec.europa.eu/api/v5_3/PVcalc?lat=30.0444&lon=31.2357&peakpower=1&loss=14&angle=75&aspect=-60&outputformat=json&raddatabase=PVGIS-SARAH3&pvtechchoice=crystSi&mountingplace=free&usehorizon=1
75 | 120 | 12 | 95.92 | 3.09 | https://re.jrc.ec.europa.eu/api/v5_3/PVcalc?lat=30.0444&lon=31.2357&peakpower=1&loss=14&angle=75&aspect=-60&outputformat=json&raddatabase=PVGIS-SARAH3&pvtechchoice=crystSi&mountingplace=free&usehorizon=1
75 | 135 | 1 | 110.4 | 3.56 | https://re.jrc.ec.europa.eu/api/v5_3/PVcalc?lat=30.0444&lon=31.2357&peakpower=1&loss=14&angle=75&aspect=-45&outputformat=json&raddatabase=PVGIS-SARAH3&pvtechchoice=crystSi&mountingplace=free&usehorizon=1
75 | 135 | 2 | 104.49 | 3.73 | https://re.jrc.ec.europa.eu/api/v5_3/PVcalc?lat=30.0444&lon=31.2357&peakpower=1&loss=14&angle=75&aspect=-45&outputformat=json&raddatabase=PVGIS-SARAH3&pvtechchoice=crystSi&mountingplace=free&usehorizon=1
75 | 135 | 3 | 116.13 | 3.75 | https://re.jrc.ec.europa.eu/api/v5_3/PVcalc?lat=30.0444&lon=31.2357&peakpower=1&loss=14&angle=75&aspect=-45&outputformat=json&raddatabase=PVGIS-SARAH3&pvtechchoice=crystSi&mountingplace=free&usehorizon=1
75 | 135 | 4 | 105.25 | 3.51 | https://re.jrc.ec.europa.eu/api/v5_3/PVcalc?lat=30.0444&lon=31.2357&peakpower=1&loss=14&angle=75&aspect=-45&outputformat=json&raddatabase=PVGIS-SARAH3&pvtechchoice=crystSi&mountingplace=free&usehorizon=1
75 | 135 | 5 | 99.56 | 3.21 | https://re.jrc.ec.europa.eu/api/v5_3/PVcalc?lat=30.0444&lon=31.2357&peakpower=1&loss=14&angle=75&aspect=-45&outputformat=json&raddatabase=PVGIS-SARAH3&pvtechchoice=crystSi&mountingplace=free&usehorizon=1
75 | 135 | 6 | 91.12 | 3.04 | https://re.jrc.ec.europa.eu/api/v5_3/PVcalc?lat=30.0444&lon=31.2357&peakpower=1&loss=14&angle=75&aspect=-45&outputformat=json&raddatabase=PVGIS-SARAH3&pvtechchoice=crystSi&mountingplace=free&usehorizon=1
75 | 135 | 7 | 94.84 | 3.06 | https://re.jrc.ec.europa.eu/api/v5_3/PVcalc?lat=30.0444&lon=31.2357&peakpower=1&loss=14&angle=75&aspect=-45&outputformat=json&raddatabase=PVGIS-SARAH3&pvtechchoice=crystSi&mountingplace=free&usehorizon=1
75 | 135 | 8 | 103.74 | 3.35 | https://re.jrc.ec.europa.eu/api/v5_3/PVcalc?lat=30.0444&lon=31.2357&peakpower=1&loss=14&angle=75&aspect=-45&outputformat=json&raddatabase=PVGIS-SARAH3&pvtechchoice=crystSi&mountingplace=free&usehorizon=1
75 | 135 | 9 | 108.9 | 3.63 | https://re.jrc.ec.europa.eu/api/v5_3/PVcalc?lat=30.0444&lon=31.2357&peakpower=1&loss=14&angle=75&aspect=-45&outputformat=json&raddatabase=PVGIS-SARAH3&pvtechchoice=crystSi&mountingplace=free&usehorizon=1
75 | 135 | 10 | 116.79 | 3.77 | https://re.jrc.ec.europa.eu/api/v5_3/PVcalc?lat=30.0444&lon=31.2357&peakpower=1&loss=14&angle=75&aspect=-45&outputformat=json&raddatabase=PVGIS-SARAH3&pvtechchoice=crystSi&mountingplace=free&usehorizon=1
75 | 135 | 11 | 113.1 | 3.77 | https://re.jrc.ec.europa.eu/api/v5_3/PVcalc?lat=30.0444&lon=31.2357&peakpower=1&loss=14&angle=75&aspect=-45&outputformat=json&raddatabase=PVGIS-SARAH3&pvtechchoice=crystSi&mountingplace=free&usehorizon=1
75 | 135 | 12 | 112.59 | 3.63 | https://re.jrc.ec.europa.eu/api/v5_3/PVcalc?lat=30.0444&lon=31.2357&peakpower=1&loss=14&angle=75&aspect=-45&outputformat=json&raddatabase=PVGIS-SARAH3&pvtechchoice=crystSi&mountingplace=free&usehorizon=1
75 | 150 | 1 | 124 | 4 | https://re.jrc.ec.europa.eu/api/v5_3/PVcalc?lat=30.0444&lon=31.2357&peakpower=1&loss=14&angle=75&aspect=-30&outputformat=json&raddatabase=PVGIS-SARAH3&pvtechchoice=crystSi&mountingplace=free&usehorizon=1
75 | 150 | 2 | 113.27 | 4.05 | https://re.jrc.ec.europa.eu/api/v5_3/PVcalc?lat=30.0444&lon=31.2357&peakpower=1&loss=14&angle=75&aspect=-30&outputformat=json&raddatabase=PVGIS-SARAH3&pvtechchoice=crystSi&mountingplace=free&usehorizon=1
75 | 150 | 3 | 121.76 | 3.93 | https://re.jrc.ec.europa.eu/api/v5_3/PVcalc?lat=30.0444&lon=31.2357&peakpower=1&loss=14&angle=75&aspect=-30&outputformat=json&raddatabase=PVGIS-SARAH3&pvtechchoice=crystSi&mountingplace=free&usehorizon=1
75 | 150 | 4 | 104.67 | 3.49 | https://re.jrc.ec.europa.eu/api/v5_3/PVcalc?lat=30.0444&lon=31.2357&peakpower=1&loss=14&angle=75&aspect=-30&outputformat=json&raddatabase=PVGIS-SARAH3&pvtechchoice=crystSi&mountingplace=free&usehorizon=1
75 | 150 | 5 | 93.08 | 3 | https://re.jrc.ec.europa.eu/api/v5_3/PVcalc?lat=30.0444&lon=31.2357&peakpower=1&loss=14&angle=75&aspect=-30&outputformat=json&raddatabase=PVGIS-SARAH3&pvtechchoice=crystSi&mountingplace=free&usehorizon=1
75 | 150 | 6 | 81.62 | 2.72 | https://re.jrc.ec.europa.eu/api/v5_3/PVcalc?lat=30.0444&lon=31.2357&peakpower=1&loss=14&angle=75&aspect=-30&outputformat=json&raddatabase=PVGIS-SARAH3&pvtechchoice=crystSi&mountingplace=free&usehorizon=1
75 | 150 | 7 | 86.98 | 2.81 | https://re.jrc.ec.europa.eu/api/v5_3/PVcalc?lat=30.0444&lon=31.2357&peakpower=1&loss=14&angle=75&aspect=-30&outputformat=json&raddatabase=PVGIS-SARAH3&pvtechchoice=crystSi&mountingplace=free&usehorizon=1
75 | 150 | 8 | 100.59 | 3.24 | https://re.jrc.ec.europa.eu/api/v5_3/PVcalc?lat=30.0444&lon=31.2357&peakpower=1&loss=14&angle=75&aspect=-30&outputformat=json&raddatabase=PVGIS-SARAH3&pvtechchoice=crystSi&mountingplace=free&usehorizon=1
75 | 150 | 9 | 112.71 | 3.76 | https://re.jrc.ec.europa.eu/api/v5_3/PVcalc?lat=30.0444&lon=31.2357&peakpower=1&loss=14&angle=75&aspect=-30&outputformat=json&raddatabase=PVGIS-SARAH3&pvtechchoice=crystSi&mountingplace=free&usehorizon=1
75 | 150 | 10 | 126.46 | 4.08 | https://re.jrc.ec.europa.eu/api/v5_3/PVcalc?lat=30.0444&lon=31.2357&peakpower=1&loss=14&angle=75&aspect=-30&outputformat=json&raddatabase=PVGIS-SARAH3&pvtechchoice=crystSi&mountingplace=free&usehorizon=1
75 | 150 | 11 | 126.57 | 4.22 | https://re.jrc.ec.europa.eu/api/v5_3/PVcalc?lat=30.0444&lon=31.2357&peakpower=1&loss=14&angle=75&aspect=-30&outputformat=json&raddatabase=PVGIS-SARAH3&pvtechchoice=crystSi&mountingplace=free&usehorizon=1
75 | 150 | 12 | 127.28 | 4.11 | https://re.jrc.ec.europa.eu/api/v5_3/PVcalc?lat=30.0444&lon=31.2357&peakpower=1&loss=14&angle=75&aspect=-30&outputformat=json&raddatabase=PVGIS-SARAH3&pvtechchoice=crystSi&mountingplace=free&usehorizon=1
75 | 165 | 1 | 133.82 | 4.32 | https://re.jrc.ec.europa.eu/api/v5_3/PVcalc?lat=30.0444&lon=31.2357&peakpower=1&loss=14&angle=75&aspect=-15&outputformat=json&raddatabase=PVGIS-SARAH3&pvtechchoice=crystSi&mountingplace=free&usehorizon=1
75 | 165 | 2 | 119.88 | 4.28 | https://re.jrc.ec.europa.eu/api/v5_3/PVcalc?lat=30.0444&lon=31.2357&peakpower=1&loss=14&angle=75&aspect=-15&outputformat=json&raddatabase=PVGIS-SARAH3&pvtechchoice=crystSi&mountingplace=free&usehorizon=1
75 | 165 | 3 | 126.36 | 4.08 | https://re.jrc.ec.europa.eu/api/v5_3/PVcalc?lat=30.0444&lon=31.2357&peakpower=1&loss=14&angle=75&aspect=-15&outputformat=json&raddatabase=PVGIS-SARAH3&pvtechchoice=crystSi&mountingplace=free&usehorizon=1
75 | 165 | 4 | 103.44 | 3.45 | https://re.jrc.ec.europa.eu/api/v5_3/PVcalc?lat=30.0444&lon=31.2357&peakpower=1&loss=14&angle=75&aspect=-15&outputformat=json&raddatabase=PVGIS-SARAH3&pvtechchoice=crystSi&mountingplace=free&usehorizon=1
75 | 165 | 5 | 85.68 | 2.76 | https://re.jrc.ec.europa.eu/api/v5_3/PVcalc?lat=30.0444&lon=31.2357&peakpower=1&loss=14&angle=75&aspect=-15&outputformat=json&raddatabase=PVGIS-SARAH3&pvtechchoice=crystSi&mountingplace=free&usehorizon=1
75 | 165 | 6 | 70.95 | 2.36 | https://re.jrc.ec.europa.eu/api/v5_3/PVcalc?lat=30.0444&lon=31.2357&peakpower=1&loss=14&angle=75&aspect=-15&outputformat=json&raddatabase=PVGIS-SARAH3&pvtechchoice=crystSi&mountingplace=free&usehorizon=1
75 | 165 | 7 | 78.23 | 2.52 | https://re.jrc.ec.europa.eu/api/v5_3/PVcalc?lat=30.0444&lon=31.2357&peakpower=1&loss=14&angle=75&aspect=-15&outputformat=json&raddatabase=PVGIS-SARAH3&pvtechchoice=crystSi&mountingplace=free&usehorizon=1
75 | 165 | 8 | 96.72 | 3.12 | https://re.jrc.ec.europa.eu/api/v5_3/PVcalc?lat=30.0444&lon=31.2357&peakpower=1&loss=14&angle=75&aspect=-15&outputformat=json&raddatabase=PVGIS-SARAH3&pvtechchoice=crystSi&mountingplace=free&usehorizon=1
75 | 165 | 9 | 116.04 | 3.87 | https://re.jrc.ec.europa.eu/api/v5_3/PVcalc?lat=30.0444&lon=31.2357&peakpower=1&loss=14&angle=75&aspect=-15&outputformat=json&raddatabase=PVGIS-SARAH3&pvtechchoice=crystSi&mountingplace=free&usehorizon=1
75 | 165 | 10 | 134.73 | 4.35 | https://re.jrc.ec.europa.eu/api/v5_3/PVcalc?lat=30.0444&lon=31.2357&peakpower=1&loss=14&angle=75&aspect=-15&outputformat=json&raddatabase=PVGIS-SARAH3&pvtechchoice=crystSi&mountingplace=free&usehorizon=1
75 | 165 | 11 | 136.75 | 4.56 | https://re.jrc.ec.europa.eu/api/v5_3/PVcalc?lat=30.0444&lon=31.2357&peakpower=1&loss=14&angle=75&aspect=-15&outputformat=json&raddatabase=PVGIS-SARAH3&pvtechchoice=crystSi&mountingplace=free&usehorizon=1
75 | 165 | 12 | 137.56 | 4.44 | https://re.jrc.ec.europa.eu/api/v5_3/PVcalc?lat=30.0444&lon=31.2357&peakpower=1&loss=14&angle=75&aspect=-15&outputformat=json&raddatabase=PVGIS-SARAH3&pvtechchoice=crystSi&mountingplace=free&usehorizon=1
75 | 180 | 1 | 136.83 | 4.41 | https://re.jrc.ec.europa.eu/api/v5_3/PVcalc?lat=30.0444&lon=31.2357&peakpower=1&loss=14&angle=75&aspect=0&outputformat=json&raddatabase=PVGIS-SARAH3&pvtechchoice=crystSi&mountingplace=free&usehorizon=1
75 | 180 | 2 | 122.05 | 4.36 | https://re.jrc.ec.europa.eu/api/v5_3/PVcalc?lat=30.0444&lon=31.2357&peakpower=1&loss=14&angle=75&aspect=0&outputformat=json&raddatabase=PVGIS-SARAH3&pvtechchoice=crystSi&mountingplace=free&usehorizon=1
75 | 180 | 3 | 129.25 | 4.17 | https://re.jrc.ec.europa.eu/api/v5_3/PVcalc?lat=30.0444&lon=31.2357&peakpower=1&loss=14&angle=75&aspect=0&outputformat=json&raddatabase=PVGIS-SARAH3&pvtechchoice=crystSi&mountingplace=free&usehorizon=1
75 | 180 | 4 | 103.14 | 3.44 | https://re.jrc.ec.europa.eu/api/v5_3/PVcalc?lat=30.0444&lon=31.2357&peakpower=1&loss=14&angle=75&aspect=0&outputformat=json&raddatabase=PVGIS-SARAH3&pvtechchoice=crystSi&mountingplace=free&usehorizon=1
75 | 180 | 5 | 81.91 | 2.64 | https://re.jrc.ec.europa.eu/api/v5_3/PVcalc?lat=30.0444&lon=31.2357&peakpower=1&loss=14&angle=75&aspect=0&outputformat=json&raddatabase=PVGIS-SARAH3&pvtechchoice=crystSi&mountingplace=free&usehorizon=1
75 | 180 | 6 | 66.61 | 2.22 | https://re.jrc.ec.europa.eu/api/v5_3/PVcalc?lat=30.0444&lon=31.2357&peakpower=1&loss=14&angle=75&aspect=0&outputformat=json&raddatabase=PVGIS-SARAH3&pvtechchoice=crystSi&mountingplace=free&usehorizon=1
75 | 180 | 7 | 73.88 | 2.38 | https://re.jrc.ec.europa.eu/api/v5_3/PVcalc?lat=30.0444&lon=31.2357&peakpower=1&loss=14&angle=75&aspect=0&outputformat=json&raddatabase=PVGIS-SARAH3&pvtechchoice=crystSi&mountingplace=free&usehorizon=1
75 | 180 | 8 | 95.08 | 3.07 | https://re.jrc.ec.europa.eu/api/v5_3/PVcalc?lat=30.0444&lon=31.2357&peakpower=1&loss=14&angle=75&aspect=0&outputformat=json&raddatabase=PVGIS-SARAH3&pvtechchoice=crystSi&mountingplace=free&usehorizon=1
75 | 180 | 9 | 118.83 | 3.96 | https://re.jrc.ec.europa.eu/api/v5_3/PVcalc?lat=30.0444&lon=31.2357&peakpower=1&loss=14&angle=75&aspect=0&outputformat=json&raddatabase=PVGIS-SARAH3&pvtechchoice=crystSi&mountingplace=free&usehorizon=1
75 | 180 | 10 | 138.83 | 4.48 | https://re.jrc.ec.europa.eu/api/v5_3/PVcalc?lat=30.0444&lon=31.2357&peakpower=1&loss=14&angle=75&aspect=0&outputformat=json&raddatabase=PVGIS-SARAH3&pvtechchoice=crystSi&mountingplace=free&usehorizon=1
75 | 180 | 11 | 140.3 | 4.68 | https://re.jrc.ec.europa.eu/api/v5_3/PVcalc?lat=30.0444&lon=31.2357&peakpower=1&loss=14&angle=75&aspect=0&outputformat=json&raddatabase=PVGIS-SARAH3&pvtechchoice=crystSi&mountingplace=free&usehorizon=1
75 | 180 | 12 | 140.69 | 4.54 | https://re.jrc.ec.europa.eu/api/v5_3/PVcalc?lat=30.0444&lon=31.2357&peakpower=1&loss=14&angle=75&aspect=0&outputformat=json&raddatabase=PVGIS-SARAH3&pvtechchoice=crystSi&mountingplace=free&usehorizon=1
75 | 195 | 1 | 132.57 | 4.28 | https://re.jrc.ec.europa.eu/api/v5_3/PVcalc?lat=30.0444&lon=31.2357&peakpower=1&loss=14&angle=75&aspect=15&outputformat=json&raddatabase=PVGIS-SARAH3&pvtechchoice=crystSi&mountingplace=free&usehorizon=1
75 | 195 | 2 | 118.18 | 4.22 | https://re.jrc.ec.europa.eu/api/v5_3/PVcalc?lat=30.0444&lon=31.2357&peakpower=1&loss=14&angle=75&aspect=15&outputformat=json&raddatabase=PVGIS-SARAH3&pvtechchoice=crystSi&mountingplace=free&usehorizon=1
75 | 195 | 3 | 128.18 | 4.13 | https://re.jrc.ec.europa.eu/api/v5_3/PVcalc?lat=30.0444&lon=31.2357&peakpower=1&loss=14&angle=75&aspect=15&outputformat=json&raddatabase=PVGIS-SARAH3&pvtechchoice=crystSi&mountingplace=free&usehorizon=1
75 | 195 | 4 | 105.32 | 3.51 | https://re.jrc.ec.europa.eu/api/v5_3/PVcalc?lat=30.0444&lon=31.2357&peakpower=1&loss=14&angle=75&aspect=15&outputformat=json&raddatabase=PVGIS-SARAH3&pvtechchoice=crystSi&mountingplace=free&usehorizon=1
75 | 195 | 5 | 85.68 | 2.76 | https://re.jrc.ec.europa.eu/api/v5_3/PVcalc?lat=30.0444&lon=31.2357&peakpower=1&loss=14&angle=75&aspect=15&outputformat=json&raddatabase=PVGIS-SARAH3&pvtechchoice=crystSi&mountingplace=free&usehorizon=1
75 | 195 | 6 | 71.6 | 2.39 | https://re.jrc.ec.europa.eu/api/v5_3/PVcalc?lat=30.0444&lon=31.2357&peakpower=1&loss=14&angle=75&aspect=15&outputformat=json&raddatabase=PVGIS-SARAH3&pvtechchoice=crystSi&mountingplace=free&usehorizon=1
75 | 195 | 7 | 78.95 | 2.55 | https://re.jrc.ec.europa.eu/api/v5_3/PVcalc?lat=30.0444&lon=31.2357&peakpower=1&loss=14&angle=75&aspect=15&outputformat=json&raddatabase=PVGIS-SARAH3&pvtechchoice=crystSi&mountingplace=free&usehorizon=1
75 | 195 | 8 | 99.02 | 3.19 | https://re.jrc.ec.europa.eu/api/v5_3/PVcalc?lat=30.0444&lon=31.2357&peakpower=1&loss=14&angle=75&aspect=15&outputformat=json&raddatabase=PVGIS-SARAH3&pvtechchoice=crystSi&mountingplace=free&usehorizon=1
75 | 195 | 9 | 119.87 | 4 | https://re.jrc.ec.europa.eu/api/v5_3/PVcalc?lat=30.0444&lon=31.2357&peakpower=1&loss=14&angle=75&aspect=15&outputformat=json&raddatabase=PVGIS-SARAH3&pvtechchoice=crystSi&mountingplace=free&usehorizon=1
75 | 195 | 10 | 136.03 | 4.39 | https://re.jrc.ec.europa.eu/api/v5_3/PVcalc?lat=30.0444&lon=31.2357&peakpower=1&loss=14&angle=75&aspect=15&outputformat=json&raddatabase=PVGIS-SARAH3&pvtechchoice=crystSi&mountingplace=free&usehorizon=1
75 | 195 | 11 | 136.21 | 4.54 | https://re.jrc.ec.europa.eu/api/v5_3/PVcalc?lat=30.0444&lon=31.2357&peakpower=1&loss=14&angle=75&aspect=15&outputformat=json&raddatabase=PVGIS-SARAH3&pvtechchoice=crystSi&mountingplace=free&usehorizon=1
75 | 195 | 12 | 136.24 | 4.39 | https://re.jrc.ec.europa.eu/api/v5_3/PVcalc?lat=30.0444&lon=31.2357&peakpower=1&loss=14&angle=75&aspect=15&outputformat=json&raddatabase=PVGIS-SARAH3&pvtechchoice=crystSi&mountingplace=free&usehorizon=1
75 | 210 | 1 | 121.49 | 3.92 | https://re.jrc.ec.europa.eu/api/v5_3/PVcalc?lat=30.0444&lon=31.2357&peakpower=1&loss=14&angle=75&aspect=30&outputformat=json&raddatabase=PVGIS-SARAH3&pvtechchoice=crystSi&mountingplace=free&usehorizon=1
75 | 210 | 2 | 109.81 | 3.92 | https://re.jrc.ec.europa.eu/api/v5_3/PVcalc?lat=30.0444&lon=31.2357&peakpower=1&loss=14&angle=75&aspect=30&outputformat=json&raddatabase=PVGIS-SARAH3&pvtechchoice=crystSi&mountingplace=free&usehorizon=1
75 | 210 | 3 | 124.43 | 4.01 | https://re.jrc.ec.europa.eu/api/v5_3/PVcalc?lat=30.0444&lon=31.2357&peakpower=1&loss=14&angle=75&aspect=30&outputformat=json&raddatabase=PVGIS-SARAH3&pvtechchoice=crystSi&mountingplace=free&usehorizon=1
75 | 210 | 4 | 107.99 | 3.6 | https://re.jrc.ec.europa.eu/api/v5_3/PVcalc?lat=30.0444&lon=31.2357&peakpower=1&loss=14&angle=75&aspect=30&outputformat=json&raddatabase=PVGIS-SARAH3&pvtechchoice=crystSi&mountingplace=free&usehorizon=1
75 | 210 | 5 | 94.15 | 3.04 | https://re.jrc.ec.europa.eu/api/v5_3/PVcalc?lat=30.0444&lon=31.2357&peakpower=1&loss=14&angle=75&aspect=30&outputformat=json&raddatabase=PVGIS-SARAH3&pvtechchoice=crystSi&mountingplace=free&usehorizon=1
75 | 210 | 6 | 83.78 | 2.79 | https://re.jrc.ec.europa.eu/api/v5_3/PVcalc?lat=30.0444&lon=31.2357&peakpower=1&loss=14&angle=75&aspect=30&outputformat=json&raddatabase=PVGIS-SARAH3&pvtechchoice=crystSi&mountingplace=free&usehorizon=1
75 | 210 | 7 | 91.01 | 2.94 | https://re.jrc.ec.europa.eu/api/v5_3/PVcalc?lat=30.0444&lon=31.2357&peakpower=1&loss=14&angle=75&aspect=30&outputformat=json&raddatabase=PVGIS-SARAH3&pvtechchoice=crystSi&mountingplace=free&usehorizon=1
75 | 210 | 8 | 106.06 | 3.42 | https://re.jrc.ec.europa.eu/api/v5_3/PVcalc?lat=30.0444&lon=31.2357&peakpower=1&loss=14&angle=75&aspect=30&outputformat=json&raddatabase=PVGIS-SARAH3&pvtechchoice=crystSi&mountingplace=free&usehorizon=1
75 | 210 | 9 | 119.22 | 3.97 | https://re.jrc.ec.europa.eu/api/v5_3/PVcalc?lat=30.0444&lon=31.2357&peakpower=1&loss=14&angle=75&aspect=30&outputformat=json&raddatabase=PVGIS-SARAH3&pvtechchoice=crystSi&mountingplace=free&usehorizon=1
75 | 210 | 10 | 128.35 | 4.14 | https://re.jrc.ec.europa.eu/api/v5_3/PVcalc?lat=30.0444&lon=31.2357&peakpower=1&loss=14&angle=75&aspect=30&outputformat=json&raddatabase=PVGIS-SARAH3&pvtechchoice=crystSi&mountingplace=free&usehorizon=1
75 | 210 | 11 | 125.42 | 4.18 | https://re.jrc.ec.europa.eu/api/v5_3/PVcalc?lat=30.0444&lon=31.2357&peakpower=1&loss=14&angle=75&aspect=30&outputformat=json&raddatabase=PVGIS-SARAH3&pvtechchoice=crystSi&mountingplace=free&usehorizon=1
75 | 210 | 12 | 124.69 | 4.02 | https://re.jrc.ec.europa.eu/api/v5_3/PVcalc?lat=30.0444&lon=31.2357&peakpower=1&loss=14&angle=75&aspect=30&outputformat=json&raddatabase=PVGIS-SARAH3&pvtechchoice=crystSi&mountingplace=free&usehorizon=1
75 | 225 | 1 | 106.42 | 3.43 | https://re.jrc.ec.europa.eu/api/v5_3/PVcalc?lat=30.0444&lon=31.2357&peakpower=1&loss=14&angle=75&aspect=45&outputformat=json&raddatabase=PVGIS-SARAH3&pvtechchoice=crystSi&mountingplace=free&usehorizon=1
75 | 225 | 2 | 99.6 | 3.56 | https://re.jrc.ec.europa.eu/api/v5_3/PVcalc?lat=30.0444&lon=31.2357&peakpower=1&loss=14&angle=75&aspect=45&outputformat=json&raddatabase=PVGIS-SARAH3&pvtechchoice=crystSi&mountingplace=free&usehorizon=1
75 | 225 | 3 | 119.29 | 3.85 | https://re.jrc.ec.europa.eu/api/v5_3/PVcalc?lat=30.0444&lon=31.2357&peakpower=1&loss=14&angle=75&aspect=45&outputformat=json&raddatabase=PVGIS-SARAH3&pvtechchoice=crystSi&mountingplace=free&usehorizon=1
75 | 225 | 4 | 109.56 | 3.65 | https://re.jrc.ec.europa.eu/api/v5_3/PVcalc?lat=30.0444&lon=31.2357&peakpower=1&loss=14&angle=75&aspect=45&outputformat=json&raddatabase=PVGIS-SARAH3&pvtechchoice=crystSi&mountingplace=free&usehorizon=1
75 | 225 | 5 | 102.55 | 3.31 | https://re.jrc.ec.europa.eu/api/v5_3/PVcalc?lat=30.0444&lon=31.2357&peakpower=1&loss=14&angle=75&aspect=45&outputformat=json&raddatabase=PVGIS-SARAH3&pvtechchoice=crystSi&mountingplace=free&usehorizon=1
75 | 225 | 6 | 96.52 | 3.22 | https://re.jrc.ec.europa.eu/api/v5_3/PVcalc?lat=30.0444&lon=31.2357&peakpower=1&loss=14&angle=75&aspect=45&outputformat=json&raddatabase=PVGIS-SARAH3&pvtechchoice=crystSi&mountingplace=free&usehorizon=1
75 | 225 | 7 | 103.04 | 3.32 | https://re.jrc.ec.europa.eu/api/v5_3/PVcalc?lat=30.0444&lon=31.2357&peakpower=1&loss=14&angle=75&aspect=45&outputformat=json&raddatabase=PVGIS-SARAH3&pvtechchoice=crystSi&mountingplace=free&usehorizon=1
75 | 225 | 8 | 112.25 | 3.62 | https://re.jrc.ec.europa.eu/api/v5_3/PVcalc?lat=30.0444&lon=31.2357&peakpower=1&loss=14&angle=75&aspect=45&outputformat=json&raddatabase=PVGIS-SARAH3&pvtechchoice=crystSi&mountingplace=free&usehorizon=1
75 | 225 | 9 | 117.18 | 3.91 | https://re.jrc.ec.europa.eu/api/v5_3/PVcalc?lat=30.0444&lon=31.2357&peakpower=1&loss=14&angle=75&aspect=45&outputformat=json&raddatabase=PVGIS-SARAH3&pvtechchoice=crystSi&mountingplace=free&usehorizon=1
75 | 225 | 10 | 118.81 | 3.83 | https://re.jrc.ec.europa.eu/api/v5_3/PVcalc?lat=30.0444&lon=31.2357&peakpower=1&loss=14&angle=75&aspect=45&outputformat=json&raddatabase=PVGIS-SARAH3&pvtechchoice=crystSi&mountingplace=free&usehorizon=1
75 | 225 | 11 | 111.33 | 3.71 | https://re.jrc.ec.europa.eu/api/v5_3/PVcalc?lat=30.0444&lon=31.2357&peakpower=1&loss=14&angle=75&aspect=45&outputformat=json&raddatabase=PVGIS-SARAH3&pvtechchoice=crystSi&mountingplace=free&usehorizon=1
75 | 225 | 12 | 108.5 | 3.5 | https://re.jrc.ec.europa.eu/api/v5_3/PVcalc?lat=30.0444&lon=31.2357&peakpower=1&loss=14&angle=75&aspect=45&outputformat=json&raddatabase=PVGIS-SARAH3&pvtechchoice=crystSi&mountingplace=free&usehorizon=1
75 | 240 | 1 | 90.41 | 2.92 | https://re.jrc.ec.europa.eu/api/v5_3/PVcalc?lat=30.0444&lon=31.2357&peakpower=1&loss=14&angle=75&aspect=60&outputformat=json&raddatabase=PVGIS-SARAH3&pvtechchoice=crystSi&mountingplace=free&usehorizon=1
75 | 240 | 2 | 88.79 | 3.17 | https://re.jrc.ec.europa.eu/api/v5_3/PVcalc?lat=30.0444&lon=31.2357&peakpower=1&loss=14&angle=75&aspect=60&outputformat=json&raddatabase=PVGIS-SARAH3&pvtechchoice=crystSi&mountingplace=free&usehorizon=1
75 | 240 | 3 | 113 | 3.65 | https://re.jrc.ec.europa.eu/api/v5_3/PVcalc?lat=30.0444&lon=31.2357&peakpower=1&loss=14&angle=75&aspect=60&outputformat=json&raddatabase=PVGIS-SARAH3&pvtechchoice=crystSi&mountingplace=free&usehorizon=1
75 | 240 | 4 | 108.96 | 3.63 | https://re.jrc.ec.europa.eu/api/v5_3/PVcalc?lat=30.0444&lon=31.2357&peakpower=1&loss=14&angle=75&aspect=60&outputformat=json&raddatabase=PVGIS-SARAH3&pvtechchoice=crystSi&mountingplace=free&usehorizon=1
75 | 240 | 5 | 107.9 | 3.48 | https://re.jrc.ec.europa.eu/api/v5_3/PVcalc?lat=30.0444&lon=31.2357&peakpower=1&loss=14&angle=75&aspect=60&outputformat=json&raddatabase=PVGIS-SARAH3&pvtechchoice=crystSi&mountingplace=free&usehorizon=1
75 | 240 | 6 | 106.46 | 3.55 | https://re.jrc.ec.europa.eu/api/v5_3/PVcalc?lat=30.0444&lon=31.2357&peakpower=1&loss=14&angle=75&aspect=60&outputformat=json&raddatabase=PVGIS-SARAH3&pvtechchoice=crystSi&mountingplace=free&usehorizon=1
75 | 240 | 7 | 112.28 | 3.62 | https://re.jrc.ec.europa.eu/api/v5_3/PVcalc?lat=30.0444&lon=31.2357&peakpower=1&loss=14&angle=75&aspect=60&outputformat=json&raddatabase=PVGIS-SARAH3&pvtechchoice=crystSi&mountingplace=free&usehorizon=1
75 | 240 | 8 | 115.36 | 3.72 | https://re.jrc.ec.europa.eu/api/v5_3/PVcalc?lat=30.0444&lon=31.2357&peakpower=1&loss=14&angle=75&aspect=60&outputformat=json&raddatabase=PVGIS-SARAH3&pvtechchoice=crystSi&mountingplace=free&usehorizon=1
75 | 240 | 9 | 113.44 | 3.78 | https://re.jrc.ec.europa.eu/api/v5_3/PVcalc?lat=30.0444&lon=31.2357&peakpower=1&loss=14&angle=75&aspect=60&outputformat=json&raddatabase=PVGIS-SARAH3&pvtechchoice=crystSi&mountingplace=free&usehorizon=1
75 | 240 | 10 | 107.97 | 3.48 | https://re.jrc.ec.europa.eu/api/v5_3/PVcalc?lat=30.0444&lon=31.2357&peakpower=1&loss=14&angle=75&aspect=60&outputformat=json&raddatabase=PVGIS-SARAH3&pvtechchoice=crystSi&mountingplace=free&usehorizon=1
75 | 240 | 11 | 96.17 | 3.21 | https://re.jrc.ec.europa.eu/api/v5_3/PVcalc?lat=30.0444&lon=31.2357&peakpower=1&loss=14&angle=75&aspect=60&outputformat=json&raddatabase=PVGIS-SARAH3&pvtechchoice=crystSi&mountingplace=free&usehorizon=1
75 | 240 | 12 | 91.11 | 2.94 | https://re.jrc.ec.europa.eu/api/v5_3/PVcalc?lat=30.0444&lon=31.2357&peakpower=1&loss=14&angle=75&aspect=60&outputformat=json&raddatabase=PVGIS-SARAH3&pvtechchoice=crystSi&mountingplace=free&usehorizon=1
75 | 255 | 1 | 74.3 | 2.4 | https://re.jrc.ec.europa.eu/api/v5_3/PVcalc?lat=30.0444&lon=31.2357&peakpower=1&loss=14&angle=75&aspect=75&outputformat=json&raddatabase=PVGIS-SARAH3&pvtechchoice=crystSi&mountingplace=free&usehorizon=1
75 | 255 | 2 | 77.25 | 2.76 | https://re.jrc.ec.europa.eu/api/v5_3/PVcalc?lat=30.0444&lon=31.2357&peakpower=1&loss=14&angle=75&aspect=75&outputformat=json&raddatabase=PVGIS-SARAH3&pvtechchoice=crystSi&mountingplace=free&usehorizon=1
75 | 255 | 3 | 104.28 | 3.36 | https://re.jrc.ec.europa.eu/api/v5_3/PVcalc?lat=30.0444&lon=31.2357&peakpower=1&loss=14&angle=75&aspect=75&outputformat=json&raddatabase=PVGIS-SARAH3&pvtechchoice=crystSi&mountingplace=free&usehorizon=1
75 | 255 | 4 | 106.68 | 3.56 | https://re.jrc.ec.europa.eu/api/v5_3/PVcalc?lat=30.0444&lon=31.2357&peakpower=1&loss=14&angle=75&aspect=75&outputformat=json&raddatabase=PVGIS-SARAH3&pvtechchoice=crystSi&mountingplace=free&usehorizon=1
75 | 255 | 5 | 110.93 | 3.58 | https://re.jrc.ec.europa.eu/api/v5_3/PVcalc?lat=30.0444&lon=31.2357&peakpower=1&loss=14&angle=75&aspect=75&outputformat=json&raddatabase=PVGIS-SARAH3&pvtechchoice=crystSi&mountingplace=free&usehorizon=1
75 | 255 | 6 | 112.93 | 3.76 | https://re.jrc.ec.europa.eu/api/v5_3/PVcalc?lat=30.0444&lon=31.2357&peakpower=1&loss=14&angle=75&aspect=75&outputformat=json&raddatabase=PVGIS-SARAH3&pvtechchoice=crystSi&mountingplace=free&usehorizon=1
75 | 255 | 7 | 117.8 | 3.8 | https://re.jrc.ec.europa.eu/api/v5_3/PVcalc?lat=30.0444&lon=31.2357&peakpower=1&loss=14&angle=75&aspect=75&outputformat=json&raddatabase=PVGIS-SARAH3&pvtechchoice=crystSi&mountingplace=free&usehorizon=1
75 | 255 | 8 | 115.84 | 3.74 | https://re.jrc.ec.europa.eu/api/v5_3/PVcalc?lat=30.0444&lon=31.2357&peakpower=1&loss=14&angle=75&aspect=75&outputformat=json&raddatabase=PVGIS-SARAH3&pvtechchoice=crystSi&mountingplace=free&usehorizon=1
75 | 255 | 9 | 106.93 | 3.56 | https://re.jrc.ec.europa.eu/api/v5_3/PVcalc?lat=30.0444&lon=31.2357&peakpower=1&loss=14&angle=75&aspect=75&outputformat=json&raddatabase=PVGIS-SARAH3&pvtechchoice=crystSi&mountingplace=free&usehorizon=1
75 | 255 | 10 | 95.4 | 3.08 | https://re.jrc.ec.europa.eu/api/v5_3/PVcalc?lat=30.0444&lon=31.2357&peakpower=1&loss=14&angle=75&aspect=75&outputformat=json&raddatabase=PVGIS-SARAH3&pvtechchoice=crystSi&mountingplace=free&usehorizon=1
75 | 255 | 11 | 80.2 | 2.67 | https://re.jrc.ec.europa.eu/api/v5_3/PVcalc?lat=30.0444&lon=31.2357&peakpower=1&loss=14&angle=75&aspect=75&outputformat=json&raddatabase=PVGIS-SARAH3&pvtechchoice=crystSi&mountingplace=free&usehorizon=1
75 | 255 | 12 | 73.57 | 2.37 | https://re.jrc.ec.europa.eu/api/v5_3/PVcalc?lat=30.0444&lon=31.2357&peakpower=1&loss=14&angle=75&aspect=75&outputformat=json&raddatabase=PVGIS-SARAH3&pvtechchoice=crystSi&mountingplace=free&usehorizon=1
75 | 270 | 1 | 58.36 | 1.88 | https://re.jrc.ec.europa.eu/api/v5_3/PVcalc?lat=30.0444&lon=31.2357&peakpower=1&loss=14&angle=75&aspect=90&outputformat=json&raddatabase=PVGIS-SARAH3&pvtechchoice=crystSi&mountingplace=free&usehorizon=1
75 | 270 | 2 | 64.93 | 2.32 | https://re.jrc.ec.europa.eu/api/v5_3/PVcalc?lat=30.0444&lon=31.2357&peakpower=1&loss=14&angle=75&aspect=90&outputformat=json&raddatabase=PVGIS-SARAH3&pvtechchoice=crystSi&mountingplace=free&usehorizon=1
75 | 270 | 3 | 93.32 | 3.01 | https://re.jrc.ec.europa.eu/api/v5_3/PVcalc?lat=30.0444&lon=31.2357&peakpower=1&loss=14&angle=75&aspect=90&outputformat=json&raddatabase=PVGIS-SARAH3&pvtechchoice=crystSi&mountingplace=free&usehorizon=1
75 | 270 | 4 | 101.36 | 3.38 | https://re.jrc.ec.europa.eu/api/v5_3/PVcalc?lat=30.0444&lon=31.2357&peakpower=1&loss=14&angle=75&aspect=90&outputformat=json&raddatabase=PVGIS-SARAH3&pvtechchoice=crystSi&mountingplace=free&usehorizon=1
75 | 270 | 5 | 110.41 | 3.56 | https://re.jrc.ec.europa.eu/api/v5_3/PVcalc?lat=30.0444&lon=31.2357&peakpower=1&loss=14&angle=75&aspect=90&outputformat=json&raddatabase=PVGIS-SARAH3&pvtechchoice=crystSi&mountingplace=free&usehorizon=1
75 | 270 | 6 | 115.42 | 3.85 | https://re.jrc.ec.europa.eu/api/v5_3/PVcalc?lat=30.0444&lon=31.2357&peakpower=1&loss=14&angle=75&aspect=90&outputformat=json&raddatabase=PVGIS-SARAH3&pvtechchoice=crystSi&mountingplace=free&usehorizon=1
75 | 270 | 7 | 119.22 | 3.85 | https://re.jrc.ec.europa.eu/api/v5_3/PVcalc?lat=30.0444&lon=31.2357&peakpower=1&loss=14&angle=75&aspect=90&outputformat=json&raddatabase=PVGIS-SARAH3&pvtechchoice=crystSi&mountingplace=free&usehorizon=1
75 | 270 | 8 | 112.47 | 3.63 | https://re.jrc.ec.europa.eu/api/v5_3/PVcalc?lat=30.0444&lon=31.2357&peakpower=1&loss=14&angle=75&aspect=90&outputformat=json&raddatabase=PVGIS-SARAH3&pvtechchoice=crystSi&mountingplace=free&usehorizon=1
75 | 270 | 9 | 98 | 3.27 | https://re.jrc.ec.europa.eu/api/v5_3/PVcalc?lat=30.0444&lon=31.2357&peakpower=1&loss=14&angle=75&aspect=90&outputformat=json&raddatabase=PVGIS-SARAH3&pvtechchoice=crystSi&mountingplace=free&usehorizon=1
75 | 270 | 10 | 82.04 | 2.65 | https://re.jrc.ec.europa.eu/api/v5_3/PVcalc?lat=30.0444&lon=31.2357&peakpower=1&loss=14&angle=75&aspect=90&outputformat=json&raddatabase=PVGIS-SARAH3&pvtechchoice=crystSi&mountingplace=free&usehorizon=1
75 | 270 | 11 | 64.59 | 2.15 | https://re.jrc.ec.europa.eu/api/v5_3/PVcalc?lat=30.0444&lon=31.2357&peakpower=1&loss=14&angle=75&aspect=90&outputformat=json&raddatabase=PVGIS-SARAH3&pvtechchoice=crystSi&mountingplace=free&usehorizon=1
75 | 270 | 12 | 56.62 | 1.83 | https://re.jrc.ec.europa.eu/api/v5_3/PVcalc?lat=30.0444&lon=31.2357&peakpower=1&loss=14&angle=75&aspect=90&outputformat=json&raddatabase=PVGIS-SARAH3&pvtechchoice=crystSi&mountingplace=free&usehorizon=1
75 | 285 | 1 | 42.98 | 1.39 | https://re.jrc.ec.europa.eu/api/v5_3/PVcalc?lat=30.0444&lon=31.2357&peakpower=1&loss=14&angle=75&aspect=105&outputformat=json&raddatabase=PVGIS-SARAH3&pvtechchoice=crystSi&mountingplace=free&usehorizon=1
75 | 285 | 2 | 52.56 | 1.88 | https://re.jrc.ec.europa.eu/api/v5_3/PVcalc?lat=30.0444&lon=31.2357&peakpower=1&loss=14&angle=75&aspect=105&outputformat=json&raddatabase=PVGIS-SARAH3&pvtechchoice=crystSi&mountingplace=free&usehorizon=1
75 | 285 | 3 | 80.91 | 2.61 | https://re.jrc.ec.europa.eu/api/v5_3/PVcalc?lat=30.0444&lon=31.2357&peakpower=1&loss=14&angle=75&aspect=105&outputformat=json&raddatabase=PVGIS-SARAH3&pvtechchoice=crystSi&mountingplace=free&usehorizon=1
75 | 285 | 4 | 92.86 | 3.1 | https://re.jrc.ec.europa.eu/api/v5_3/PVcalc?lat=30.0444&lon=31.2357&peakpower=1&loss=14&angle=75&aspect=105&outputformat=json&raddatabase=PVGIS-SARAH3&pvtechchoice=crystSi&mountingplace=free&usehorizon=1
75 | 285 | 5 | 106.47 | 3.43 | https://re.jrc.ec.europa.eu/api/v5_3/PVcalc?lat=30.0444&lon=31.2357&peakpower=1&loss=14&angle=75&aspect=105&outputformat=json&raddatabase=PVGIS-SARAH3&pvtechchoice=crystSi&mountingplace=free&usehorizon=1
75 | 285 | 6 | 113.86 | 3.8 | https://re.jrc.ec.europa.eu/api/v5_3/PVcalc?lat=30.0444&lon=31.2357&peakpower=1&loss=14&angle=75&aspect=105&outputformat=json&raddatabase=PVGIS-SARAH3&pvtechchoice=crystSi&mountingplace=free&usehorizon=1
75 | 285 | 7 | 116.51 | 3.76 | https://re.jrc.ec.europa.eu/api/v5_3/PVcalc?lat=30.0444&lon=31.2357&peakpower=1&loss=14&angle=75&aspect=105&outputformat=json&raddatabase=PVGIS-SARAH3&pvtechchoice=crystSi&mountingplace=free&usehorizon=1
75 | 285 | 8 | 104.84 | 3.38 | https://re.jrc.ec.europa.eu/api/v5_3/PVcalc?lat=30.0444&lon=31.2357&peakpower=1&loss=14&angle=75&aspect=105&outputformat=json&raddatabase=PVGIS-SARAH3&pvtechchoice=crystSi&mountingplace=free&usehorizon=1
75 | 285 | 9 | 86.06 | 2.87 | https://re.jrc.ec.europa.eu/api/v5_3/PVcalc?lat=30.0444&lon=31.2357&peakpower=1&loss=14&angle=75&aspect=105&outputformat=json&raddatabase=PVGIS-SARAH3&pvtechchoice=crystSi&mountingplace=free&usehorizon=1
75 | 285 | 10 | 66.9 | 2.16 | https://re.jrc.ec.europa.eu/api/v5_3/PVcalc?lat=30.0444&lon=31.2357&peakpower=1&loss=14&angle=75&aspect=105&outputformat=json&raddatabase=PVGIS-SARAH3&pvtechchoice=crystSi&mountingplace=free&usehorizon=1
75 | 285 | 11 | 48.62 | 1.62 | https://re.jrc.ec.europa.eu/api/v5_3/PVcalc?lat=30.0444&lon=31.2357&peakpower=1&loss=14&angle=75&aspect=105&outputformat=json&raddatabase=PVGIS-SARAH3&pvtechchoice=crystSi&mountingplace=free&usehorizon=1
75 | 285 | 12 | 41.02 | 1.32 | https://re.jrc.ec.europa.eu/api/v5_3/PVcalc?lat=30.0444&lon=31.2357&peakpower=1&loss=14&angle=75&aspect=105&outputformat=json&raddatabase=PVGIS-SARAH3&pvtechchoice=crystSi&mountingplace=free&usehorizon=1
75 | 300 | 1 | 30.09 | 0.97 | https://re.jrc.ec.europa.eu/api/v5_3/PVcalc?lat=30.0444&lon=31.2357&peakpower=1&loss=14&angle=75&aspect=120&outputformat=json&raddatabase=PVGIS-SARAH3&pvtechchoice=crystSi&mountingplace=free&usehorizon=1
75 | 300 | 2 | 39.98 | 1.43 | https://re.jrc.ec.europa.eu/api/v5_3/PVcalc?lat=30.0444&lon=31.2357&peakpower=1&loss=14&angle=75&aspect=120&outputformat=json&raddatabase=PVGIS-SARAH3&pvtechchoice=crystSi&mountingplace=free&usehorizon=1
75 | 300 | 3 | 66.44 | 2.14 | https://re.jrc.ec.europa.eu/api/v5_3/PVcalc?lat=30.0444&lon=31.2357&peakpower=1&loss=14&angle=75&aspect=120&outputformat=json&raddatabase=PVGIS-SARAH3&pvtechchoice=crystSi&mountingplace=free&usehorizon=1
75 | 300 | 4 | 82.13 | 2.74 | https://re.jrc.ec.europa.eu/api/v5_3/PVcalc?lat=30.0444&lon=31.2357&peakpower=1&loss=14&angle=75&aspect=120&outputformat=json&raddatabase=PVGIS-SARAH3&pvtechchoice=crystSi&mountingplace=free&usehorizon=1
75 | 300 | 5 | 98.95 | 3.19 | https://re.jrc.ec.europa.eu/api/v5_3/PVcalc?lat=30.0444&lon=31.2357&peakpower=1&loss=14&angle=75&aspect=120&outputformat=json&raddatabase=PVGIS-SARAH3&pvtechchoice=crystSi&mountingplace=free&usehorizon=1
75 | 300 | 6 | 108.26 | 3.61 | https://re.jrc.ec.europa.eu/api/v5_3/PVcalc?lat=30.0444&lon=31.2357&peakpower=1&loss=14&angle=75&aspect=120&outputformat=json&raddatabase=PVGIS-SARAH3&pvtechchoice=crystSi&mountingplace=free&usehorizon=1
75 | 300 | 7 | 109.31 | 3.53 | https://re.jrc.ec.europa.eu/api/v5_3/PVcalc?lat=30.0444&lon=31.2357&peakpower=1&loss=14&angle=75&aspect=120&outputformat=json&raddatabase=PVGIS-SARAH3&pvtechchoice=crystSi&mountingplace=free&usehorizon=1
75 | 300 | 8 | 94.39 | 3.04 | https://re.jrc.ec.europa.eu/api/v5_3/PVcalc?lat=30.0444&lon=31.2357&peakpower=1&loss=14&angle=75&aspect=120&outputformat=json&raddatabase=PVGIS-SARAH3&pvtechchoice=crystSi&mountingplace=free&usehorizon=1
75 | 300 | 9 | 72.28 | 2.41 | https://re.jrc.ec.europa.eu/api/v5_3/PVcalc?lat=30.0444&lon=31.2357&peakpower=1&loss=14&angle=75&aspect=120&outputformat=json&raddatabase=PVGIS-SARAH3&pvtechchoice=crystSi&mountingplace=free&usehorizon=1
75 | 300 | 10 | 51.18 | 1.65 | https://re.jrc.ec.europa.eu/api/v5_3/PVcalc?lat=30.0444&lon=31.2357&peakpower=1&loss=14&angle=75&aspect=120&outputformat=json&raddatabase=PVGIS-SARAH3&pvtechchoice=crystSi&mountingplace=free&usehorizon=1
75 | 300 | 11 | 33.6 | 1.12 | https://re.jrc.ec.europa.eu/api/v5_3/PVcalc?lat=30.0444&lon=31.2357&peakpower=1&loss=14&angle=75&aspect=120&outputformat=json&raddatabase=PVGIS-SARAH3&pvtechchoice=crystSi&mountingplace=free&usehorizon=1
75 | 300 | 12 | 27.27 | 0.88 | https://re.jrc.ec.europa.eu/api/v5_3/PVcalc?lat=30.0444&lon=31.2357&peakpower=1&loss=14&angle=75&aspect=120&outputformat=json&raddatabase=PVGIS-SARAH3&pvtechchoice=crystSi&mountingplace=free&usehorizon=1
75 | 315 | 1 | 19.46 | 0.63 | https://re.jrc.ec.europa.eu/api/v5_3/PVcalc?lat=30.0444&lon=31.2357&peakpower=1&loss=14&angle=75&aspect=135&outputformat=json&raddatabase=PVGIS-SARAH3&pvtechchoice=crystSi&mountingplace=free&usehorizon=1
75 | 315 | 2 | 28.47 | 1.02 | https://re.jrc.ec.europa.eu/api/v5_3/PVcalc?lat=30.0444&lon=31.2357&peakpower=1&loss=14&angle=75&aspect=135&outputformat=json&raddatabase=PVGIS-SARAH3&pvtechchoice=crystSi&mountingplace=free&usehorizon=1
75 | 315 | 3 | 51.16 | 1.65 | https://re.jrc.ec.europa.eu/api/v5_3/PVcalc?lat=30.0444&lon=31.2357&peakpower=1&loss=14&angle=75&aspect=135&outputformat=json&raddatabase=PVGIS-SARAH3&pvtechchoice=crystSi&mountingplace=free&usehorizon=1
75 | 315 | 4 | 68.99 | 2.3 | https://re.jrc.ec.europa.eu/api/v5_3/PVcalc?lat=30.0444&lon=31.2357&peakpower=1&loss=14&angle=75&aspect=135&outputformat=json&raddatabase=PVGIS-SARAH3&pvtechchoice=crystSi&mountingplace=free&usehorizon=1
75 | 315 | 5 | 88.25 | 2.85 | https://re.jrc.ec.europa.eu/api/v5_3/PVcalc?lat=30.0444&lon=31.2357&peakpower=1&loss=14&angle=75&aspect=135&outputformat=json&raddatabase=PVGIS-SARAH3&pvtechchoice=crystSi&mountingplace=free&usehorizon=1
75 | 315 | 6 | 98.74 | 3.29 | https://re.jrc.ec.europa.eu/api/v5_3/PVcalc?lat=30.0444&lon=31.2357&peakpower=1&loss=14&angle=75&aspect=135&outputformat=json&raddatabase=PVGIS-SARAH3&pvtechchoice=crystSi&mountingplace=free&usehorizon=1
75 | 315 | 7 | 98.36 | 3.17 | https://re.jrc.ec.europa.eu/api/v5_3/PVcalc?lat=30.0444&lon=31.2357&peakpower=1&loss=14&angle=75&aspect=135&outputformat=json&raddatabase=PVGIS-SARAH3&pvtechchoice=crystSi&mountingplace=free&usehorizon=1
75 | 315 | 8 | 80.45 | 2.6 | https://re.jrc.ec.europa.eu/api/v5_3/PVcalc?lat=30.0444&lon=31.2357&peakpower=1&loss=14&angle=75&aspect=135&outputformat=json&raddatabase=PVGIS-SARAH3&pvtechchoice=crystSi&mountingplace=free&usehorizon=1
75 | 315 | 9 | 56.34 | 1.88 | https://re.jrc.ec.europa.eu/api/v5_3/PVcalc?lat=30.0444&lon=31.2357&peakpower=1&loss=14&angle=75&aspect=135&outputformat=json&raddatabase=PVGIS-SARAH3&pvtechchoice=crystSi&mountingplace=free&usehorizon=1
75 | 315 | 10 | 35.99 | 1.16 | https://re.jrc.ec.europa.eu/api/v5_3/PVcalc?lat=30.0444&lon=31.2357&peakpower=1&loss=14&angle=75&aspect=135&outputformat=json&raddatabase=PVGIS-SARAH3&pvtechchoice=crystSi&mountingplace=free&usehorizon=1
75 | 315 | 11 | 21.46 | 0.72 | https://re.jrc.ec.europa.eu/api/v5_3/PVcalc?lat=30.0444&lon=31.2357&peakpower=1&loss=14&angle=75&aspect=135&outputformat=json&raddatabase=PVGIS-SARAH3&pvtechchoice=crystSi&mountingplace=free&usehorizon=1
75 | 315 | 12 | 17.23 | 0.56 | https://re.jrc.ec.europa.eu/api/v5_3/PVcalc?lat=30.0444&lon=31.2357&peakpower=1&loss=14&angle=75&aspect=135&outputformat=json&raddatabase=PVGIS-SARAH3&pvtechchoice=crystSi&mountingplace=free&usehorizon=1
75 | 330 | 1 | 15.05 | 0.49 | https://re.jrc.ec.europa.eu/api/v5_3/PVcalc?lat=30.0444&lon=31.2357&peakpower=1&loss=14&angle=75&aspect=150&outputformat=json&raddatabase=PVGIS-SARAH3&pvtechchoice=crystSi&mountingplace=free&usehorizon=1
75 | 330 | 2 | 20.1 | 0.72 | https://re.jrc.ec.europa.eu/api/v5_3/PVcalc?lat=30.0444&lon=31.2357&peakpower=1&loss=14&angle=75&aspect=150&outputformat=json&raddatabase=PVGIS-SARAH3&pvtechchoice=crystSi&mountingplace=free&usehorizon=1
75 | 330 | 3 | 36.29 | 1.17 | https://re.jrc.ec.europa.eu/api/v5_3/PVcalc?lat=30.0444&lon=31.2357&peakpower=1&loss=14&angle=75&aspect=150&outputformat=json&raddatabase=PVGIS-SARAH3&pvtechchoice=crystSi&mountingplace=free&usehorizon=1
75 | 330 | 4 | 54.06 | 1.8 | https://re.jrc.ec.europa.eu/api/v5_3/PVcalc?lat=30.0444&lon=31.2357&peakpower=1&loss=14&angle=75&aspect=150&outputformat=json&raddatabase=PVGIS-SARAH3&pvtechchoice=crystSi&mountingplace=free&usehorizon=1
75 | 330 | 5 | 74.76 | 2.41 | https://re.jrc.ec.europa.eu/api/v5_3/PVcalc?lat=30.0444&lon=31.2357&peakpower=1&loss=14&angle=75&aspect=150&outputformat=json&raddatabase=PVGIS-SARAH3&pvtechchoice=crystSi&mountingplace=free&usehorizon=1
75 | 330 | 6 | 85.62 | 2.85 | https://re.jrc.ec.europa.eu/api/v5_3/PVcalc?lat=30.0444&lon=31.2357&peakpower=1&loss=14&angle=75&aspect=150&outputformat=json&raddatabase=PVGIS-SARAH3&pvtechchoice=crystSi&mountingplace=free&usehorizon=1
75 | 330 | 7 | 83.81 | 2.7 | https://re.jrc.ec.europa.eu/api/v5_3/PVcalc?lat=30.0444&lon=31.2357&peakpower=1&loss=14&angle=75&aspect=150&outputformat=json&raddatabase=PVGIS-SARAH3&pvtechchoice=crystSi&mountingplace=free&usehorizon=1
75 | 330 | 8 | 63.47 | 2.05 | https://re.jrc.ec.europa.eu/api/v5_3/PVcalc?lat=30.0444&lon=31.2357&peakpower=1&loss=14&angle=75&aspect=150&outputformat=json&raddatabase=PVGIS-SARAH3&pvtechchoice=crystSi&mountingplace=free&usehorizon=1
75 | 330 | 9 | 39.91 | 1.33 | https://re.jrc.ec.europa.eu/api/v5_3/PVcalc?lat=30.0444&lon=31.2357&peakpower=1&loss=14&angle=75&aspect=150&outputformat=json&raddatabase=PVGIS-SARAH3&pvtechchoice=crystSi&mountingplace=free&usehorizon=1
75 | 330 | 10 | 23.5 | 0.76 | https://re.jrc.ec.europa.eu/api/v5_3/PVcalc?lat=30.0444&lon=31.2357&peakpower=1&loss=14&angle=75&aspect=150&outputformat=json&raddatabase=PVGIS-SARAH3&pvtechchoice=crystSi&mountingplace=free&usehorizon=1
75 | 330 | 11 | 14.99 | 0.5 | https://re.jrc.ec.europa.eu/api/v5_3/PVcalc?lat=30.0444&lon=31.2357&peakpower=1&loss=14&angle=75&aspect=150&outputformat=json&raddatabase=PVGIS-SARAH3&pvtechchoice=crystSi&mountingplace=free&usehorizon=1
75 | 330 | 12 | 13.75 | 0.44 | https://re.jrc.ec.europa.eu/api/v5_3/PVcalc?lat=30.0444&lon=31.2357&peakpower=1&loss=14&angle=75&aspect=150&outputformat=json&raddatabase=PVGIS-SARAH3&pvtechchoice=crystSi&mountingplace=free&usehorizon=1
75 | 345 | 1 | 14.83 | 0.48 | https://re.jrc.ec.europa.eu/api/v5_3/PVcalc?lat=30.0444&lon=31.2357&peakpower=1&loss=14&angle=75&aspect=165&outputformat=json&raddatabase=PVGIS-SARAH3&pvtechchoice=crystSi&mountingplace=free&usehorizon=1
75 | 345 | 2 | 17.35 | 0.62 | https://re.jrc.ec.europa.eu/api/v5_3/PVcalc?lat=30.0444&lon=31.2357&peakpower=1&loss=14&angle=75&aspect=165&outputformat=json&raddatabase=PVGIS-SARAH3&pvtechchoice=crystSi&mountingplace=free&usehorizon=1
75 | 345 | 3 | 25.23 | 0.81 | https://re.jrc.ec.europa.eu/api/v5_3/PVcalc?lat=30.0444&lon=31.2357&peakpower=1&loss=14&angle=75&aspect=165&outputformat=json&raddatabase=PVGIS-SARAH3&pvtechchoice=crystSi&mountingplace=free&usehorizon=1
75 | 345 | 4 | 38.71 | 1.29 | https://re.jrc.ec.europa.eu/api/v5_3/PVcalc?lat=30.0444&lon=31.2357&peakpower=1&loss=14&angle=75&aspect=165&outputformat=json&raddatabase=PVGIS-SARAH3&pvtechchoice=crystSi&mountingplace=free&usehorizon=1
75 | 345 | 5 | 60.88 | 1.96 | https://re.jrc.ec.europa.eu/api/v5_3/PVcalc?lat=30.0444&lon=31.2357&peakpower=1&loss=14&angle=75&aspect=165&outputformat=json&raddatabase=PVGIS-SARAH3&pvtechchoice=crystSi&mountingplace=free&usehorizon=1
75 | 345 | 6 | 74.84 | 2.49 | https://re.jrc.ec.europa.eu/api/v5_3/PVcalc?lat=30.0444&lon=31.2357&peakpower=1&loss=14&angle=75&aspect=165&outputformat=json&raddatabase=PVGIS-SARAH3&pvtechchoice=crystSi&mountingplace=free&usehorizon=1
75 | 345 | 7 | 69.62 | 2.25 | https://re.jrc.ec.europa.eu/api/v5_3/PVcalc?lat=30.0444&lon=31.2357&peakpower=1&loss=14&angle=75&aspect=165&outputformat=json&raddatabase=PVGIS-SARAH3&pvtechchoice=crystSi&mountingplace=free&usehorizon=1
75 | 345 | 8 | 44.87 | 1.45 | https://re.jrc.ec.europa.eu/api/v5_3/PVcalc?lat=30.0444&lon=31.2357&peakpower=1&loss=14&angle=75&aspect=165&outputformat=json&raddatabase=PVGIS-SARAH3&pvtechchoice=crystSi&mountingplace=free&usehorizon=1
75 | 345 | 9 | 25.45 | 0.85 | https://re.jrc.ec.europa.eu/api/v5_3/PVcalc?lat=30.0444&lon=31.2357&peakpower=1&loss=14&angle=75&aspect=165&outputformat=json&raddatabase=PVGIS-SARAH3&pvtechchoice=crystSi&mountingplace=free&usehorizon=1
75 | 345 | 10 | 17.65 | 0.57 | https://re.jrc.ec.europa.eu/api/v5_3/PVcalc?lat=30.0444&lon=31.2357&peakpower=1&loss=14&angle=75&aspect=165&outputformat=json&raddatabase=PVGIS-SARAH3&pvtechchoice=crystSi&mountingplace=free&usehorizon=1
75 | 345 | 11 | 14.23 | 0.47 | https://re.jrc.ec.europa.eu/api/v5_3/PVcalc?lat=30.0444&lon=31.2357&peakpower=1&loss=14&angle=75&aspect=165&outputformat=json&raddatabase=PVGIS-SARAH3&pvtechchoice=crystSi&mountingplace=free&usehorizon=1
75 | 345 | 12 | 13.71 | 0.44 | https://re.jrc.ec.europa.eu/api/v5_3/PVcalc?lat=30.0444&lon=31.2357&peakpower=1&loss=14&angle=75&aspect=165&outputformat=json&raddatabase=PVGIS-SARAH3&pvtechchoice=crystSi&mountingplace=free&usehorizon=1
75 | 360 | 1 | 14.83 | 0.48 | https://re.jrc.ec.europa.eu/api/v5_3/PVcalc?lat=30.0444&lon=31.2357&peakpower=1&loss=14&angle=75&aspect=180&outputformat=json&raddatabase=PVGIS-SARAH3&pvtechchoice=crystSi&mountingplace=free&usehorizon=1
75 | 360 | 2 | 17.3 | 0.62 | https://re.jrc.ec.europa.eu/api/v5_3/PVcalc?lat=30.0444&lon=31.2357&peakpower=1&loss=14&angle=75&aspect=180&outputformat=json&raddatabase=PVGIS-SARAH3&pvtechchoice=crystSi&mountingplace=free&usehorizon=1
75 | 360 | 3 | 22.17 | 0.72 | https://re.jrc.ec.europa.eu/api/v5_3/PVcalc?lat=30.0444&lon=31.2357&peakpower=1&loss=14&angle=75&aspect=180&outputformat=json&raddatabase=PVGIS-SARAH3&pvtechchoice=crystSi&mountingplace=free&usehorizon=1
75 | 360 | 4 | 29.28 | 0.98 | https://re.jrc.ec.europa.eu/api/v5_3/PVcalc?lat=30.0444&lon=31.2357&peakpower=1&loss=14&angle=75&aspect=180&outputformat=json&raddatabase=PVGIS-SARAH3&pvtechchoice=crystSi&mountingplace=free&usehorizon=1
75 | 360 | 5 | 55.51 | 1.79 | https://re.jrc.ec.europa.eu/api/v5_3/PVcalc?lat=30.0444&lon=31.2357&peakpower=1&loss=14&angle=75&aspect=180&outputformat=json&raddatabase=PVGIS-SARAH3&pvtechchoice=crystSi&mountingplace=free&usehorizon=1
75 | 360 | 6 | 70.04 | 2.33 | https://re.jrc.ec.europa.eu/api/v5_3/PVcalc?lat=30.0444&lon=31.2357&peakpower=1&loss=14&angle=75&aspect=180&outputformat=json&raddatabase=PVGIS-SARAH3&pvtechchoice=crystSi&mountingplace=free&usehorizon=1
75 | 360 | 7 | 62.14 | 2 | https://re.jrc.ec.europa.eu/api/v5_3/PVcalc?lat=30.0444&lon=31.2357&peakpower=1&loss=14&angle=75&aspect=180&outputformat=json&raddatabase=PVGIS-SARAH3&pvtechchoice=crystSi&mountingplace=free&usehorizon=1
75 | 360 | 8 | 33.62 | 1.08 | https://re.jrc.ec.europa.eu/api/v5_3/PVcalc?lat=30.0444&lon=31.2357&peakpower=1&loss=14&angle=75&aspect=180&outputformat=json&raddatabase=PVGIS-SARAH3&pvtechchoice=crystSi&mountingplace=free&usehorizon=1
75 | 360 | 9 | 18.87 | 0.63 | https://re.jrc.ec.europa.eu/api/v5_3/PVcalc?lat=30.0444&lon=31.2357&peakpower=1&loss=14&angle=75&aspect=180&outputformat=json&raddatabase=PVGIS-SARAH3&pvtechchoice=crystSi&mountingplace=free&usehorizon=1
75 | 360 | 10 | 17.24 | 0.56 | https://re.jrc.ec.europa.eu/api/v5_3/PVcalc?lat=30.0444&lon=31.2357&peakpower=1&loss=14&angle=75&aspect=180&outputformat=json&raddatabase=PVGIS-SARAH3&pvtechchoice=crystSi&mountingplace=free&usehorizon=1
75 | 360 | 11 | 14.23 | 0.47 | https://re.jrc.ec.europa.eu/api/v5_3/PVcalc?lat=30.0444&lon=31.2357&peakpower=1&loss=14&angle=75&aspect=180&outputformat=json&raddatabase=PVGIS-SARAH3&pvtechchoice=crystSi&mountingplace=free&usehorizon=1
75 | 360 | 12 | 13.71 | 0.44 | https://re.jrc.ec.europa.eu/api/v5_3/PVcalc?lat=30.0444&lon=31.2357&peakpower=1&loss=14&angle=75&aspect=180&outputformat=json&raddatabase=PVGIS-SARAH3&pvtechchoice=crystSi&mountingplace=free&usehorizon=1
80 | 0 | 1 | 13.58 | 0.44 | https://re.jrc.ec.europa.eu/api/v5_3/PVcalc?lat=30.0444&lon=31.2357&peakpower=1&loss=14&angle=80&aspect=-180&outputformat=json&raddatabase=PVGIS-SARAH3&pvtechchoice=crystSi&mountingplace=free&usehorizon=1
80 | 0 | 2 | 15.87 | 0.57 | https://re.jrc.ec.europa.eu/api/v5_3/PVcalc?lat=30.0444&lon=31.2357&peakpower=1&loss=14&angle=80&aspect=-180&outputformat=json&raddatabase=PVGIS-SARAH3&pvtechchoice=crystSi&mountingplace=free&usehorizon=1
80 | 0 | 3 | 20.34 | 0.66 | https://re.jrc.ec.europa.eu/api/v5_3/PVcalc?lat=30.0444&lon=31.2357&peakpower=1&loss=14&angle=80&aspect=-180&outputformat=json&raddatabase=PVGIS-SARAH3&pvtechchoice=crystSi&mountingplace=free&usehorizon=1
80 | 0 | 4 | 25.09 | 0.84 | https://re.jrc.ec.europa.eu/api/v5_3/PVcalc?lat=30.0444&lon=31.2357&peakpower=1&loss=14&angle=80&aspect=-180&outputformat=json&raddatabase=PVGIS-SARAH3&pvtechchoice=crystSi&mountingplace=free&usehorizon=1
80 | 0 | 5 | 44.05 | 1.42 | https://re.jrc.ec.europa.eu/api/v5_3/PVcalc?lat=30.0444&lon=31.2357&peakpower=1&loss=14&angle=80&aspect=-180&outputformat=json&raddatabase=PVGIS-SARAH3&pvtechchoice=crystSi&mountingplace=free&usehorizon=1
80 | 0 | 6 | 56.74 | 1.89 | https://re.jrc.ec.europa.eu/api/v5_3/PVcalc?lat=30.0444&lon=31.2357&peakpower=1&loss=14&angle=80&aspect=-180&outputformat=json&raddatabase=PVGIS-SARAH3&pvtechchoice=crystSi&mountingplace=free&usehorizon=1
80 | 0 | 7 | 49.55 | 1.6 | https://re.jrc.ec.europa.eu/api/v5_3/PVcalc?lat=30.0444&lon=31.2357&peakpower=1&loss=14&angle=80&aspect=-180&outputformat=json&raddatabase=PVGIS-SARAH3&pvtechchoice=crystSi&mountingplace=free&usehorizon=1
80 | 0 | 8 | 26.5 | 0.85 | https://re.jrc.ec.europa.eu/api/v5_3/PVcalc?lat=30.0444&lon=31.2357&peakpower=1&loss=14&angle=80&aspect=-180&outputformat=json&raddatabase=PVGIS-SARAH3&pvtechchoice=crystSi&mountingplace=free&usehorizon=1
80 | 0 | 9 | 17.12 | 0.57 | https://re.jrc.ec.europa.eu/api/v5_3/PVcalc?lat=30.0444&lon=31.2357&peakpower=1&loss=14&angle=80&aspect=-180&outputformat=json&raddatabase=PVGIS-SARAH3&pvtechchoice=crystSi&mountingplace=free&usehorizon=1
80 | 0 | 10 | 15.8 | 0.51 | https://re.jrc.ec.europa.eu/api/v5_3/PVcalc?lat=30.0444&lon=31.2357&peakpower=1&loss=14&angle=80&aspect=-180&outputformat=json&raddatabase=PVGIS-SARAH3&pvtechchoice=crystSi&mountingplace=free&usehorizon=1
80 | 0 | 11 | 13.02 | 0.43 | https://re.jrc.ec.europa.eu/api/v5_3/PVcalc?lat=30.0444&lon=31.2357&peakpower=1&loss=14&angle=80&aspect=-180&outputformat=json&raddatabase=PVGIS-SARAH3&pvtechchoice=crystSi&mountingplace=free&usehorizon=1
80 | 0 | 12 | 12.54 | 0.4 | https://re.jrc.ec.europa.eu/api/v5_3/PVcalc?lat=30.0444&lon=31.2357&peakpower=1&loss=14&angle=80&aspect=-180&outputformat=json&raddatabase=PVGIS-SARAH3&pvtechchoice=crystSi&mountingplace=free&usehorizon=1
80 | 15 | 1 | 13.58 | 0.44 | https://re.jrc.ec.europa.eu/api/v5_3/PVcalc?lat=30.0444&lon=31.2357&peakpower=1&loss=14&angle=80&aspect=-165&outputformat=json&raddatabase=PVGIS-SARAH3&pvtechchoice=crystSi&mountingplace=free&usehorizon=1
80 | 15 | 2 | 15.91 | 0.57 | https://re.jrc.ec.europa.eu/api/v5_3/PVcalc?lat=30.0444&lon=31.2357&peakpower=1&loss=14&angle=80&aspect=-165&outputformat=json&raddatabase=PVGIS-SARAH3&pvtechchoice=crystSi&mountingplace=free&usehorizon=1
80 | 15 | 3 | 22.14 | 0.71 | https://re.jrc.ec.europa.eu/api/v5_3/PVcalc?lat=30.0444&lon=31.2357&peakpower=1&loss=14&angle=80&aspect=-165&outputformat=json&raddatabase=PVGIS-SARAH3&pvtechchoice=crystSi&mountingplace=free&usehorizon=1
80 | 15 | 4 | 31.99 | 1.07 | https://re.jrc.ec.europa.eu/api/v5_3/PVcalc?lat=30.0444&lon=31.2357&peakpower=1&loss=14&angle=80&aspect=-165&outputformat=json&raddatabase=PVGIS-SARAH3&pvtechchoice=crystSi&mountingplace=free&usehorizon=1
80 | 15 | 5 | 48.35 | 1.56 | https://re.jrc.ec.europa.eu/api/v5_3/PVcalc?lat=30.0444&lon=31.2357&peakpower=1&loss=14&angle=80&aspect=-165&outputformat=json&raddatabase=PVGIS-SARAH3&pvtechchoice=crystSi&mountingplace=free&usehorizon=1
80 | 15 | 6 | 56.34 | 1.88 | https://re.jrc.ec.europa.eu/api/v5_3/PVcalc?lat=30.0444&lon=31.2357&peakpower=1&loss=14&angle=80&aspect=-165&outputformat=json&raddatabase=PVGIS-SARAH3&pvtechchoice=crystSi&mountingplace=free&usehorizon=1
80 | 15 | 7 | 49.68 | 1.6 | https://re.jrc.ec.europa.eu/api/v5_3/PVcalc?lat=30.0444&lon=31.2357&peakpower=1&loss=14&angle=80&aspect=-165&outputformat=json&raddatabase=PVGIS-SARAH3&pvtechchoice=crystSi&mountingplace=free&usehorizon=1
80 | 15 | 8 | 33.7 | 1.09 | https://re.jrc.ec.europa.eu/api/v5_3/PVcalc?lat=30.0444&lon=31.2357&peakpower=1&loss=14&angle=80&aspect=-165&outputformat=json&raddatabase=PVGIS-SARAH3&pvtechchoice=crystSi&mountingplace=free&usehorizon=1
80 | 15 | 9 | 20.39 | 0.68 | https://re.jrc.ec.europa.eu/api/v5_3/PVcalc?lat=30.0444&lon=31.2357&peakpower=1&loss=14&angle=80&aspect=-165&outputformat=json&raddatabase=PVGIS-SARAH3&pvtechchoice=crystSi&mountingplace=free&usehorizon=1
80 | 15 | 10 | 16 | 0.52 | https://re.jrc.ec.europa.eu/api/v5_3/PVcalc?lat=30.0444&lon=31.2357&peakpower=1&loss=14&angle=80&aspect=-165&outputformat=json&raddatabase=PVGIS-SARAH3&pvtechchoice=crystSi&mountingplace=free&usehorizon=1
80 | 15 | 11 | 13.02 | 0.43 | https://re.jrc.ec.europa.eu/api/v5_3/PVcalc?lat=30.0444&lon=31.2357&peakpower=1&loss=14&angle=80&aspect=-165&outputformat=json&raddatabase=PVGIS-SARAH3&pvtechchoice=crystSi&mountingplace=free&usehorizon=1
80 | 15 | 12 | 12.54 | 0.4 | https://re.jrc.ec.europa.eu/api/v5_3/PVcalc?lat=30.0444&lon=31.2357&peakpower=1&loss=14&angle=80&aspect=-165&outputformat=json&raddatabase=PVGIS-SARAH3&pvtechchoice=crystSi&mountingplace=free&usehorizon=1
80 | 30 | 1 | 13.74 | 0.44 | https://re.jrc.ec.europa.eu/api/v5_3/PVcalc?lat=30.0444&lon=31.2357&peakpower=1&loss=14&angle=80&aspect=-150&outputformat=json&raddatabase=PVGIS-SARAH3&pvtechchoice=crystSi&mountingplace=free&usehorizon=1
80 | 30 | 2 | 18.18 | 0.65 | https://re.jrc.ec.europa.eu/api/v5_3/PVcalc?lat=30.0444&lon=31.2357&peakpower=1&loss=14&angle=80&aspect=-150&outputformat=json&raddatabase=PVGIS-SARAH3&pvtechchoice=crystSi&mountingplace=free&usehorizon=1
80 | 30 | 3 | 30.53 | 0.98 | https://re.jrc.ec.europa.eu/api/v5_3/PVcalc?lat=30.0444&lon=31.2357&peakpower=1&loss=14&angle=80&aspect=-150&outputformat=json&raddatabase=PVGIS-SARAH3&pvtechchoice=crystSi&mountingplace=free&usehorizon=1
80 | 30 | 4 | 44.83 | 1.49 | https://re.jrc.ec.europa.eu/api/v5_3/PVcalc?lat=30.0444&lon=31.2357&peakpower=1&loss=14&angle=80&aspect=-150&outputformat=json&raddatabase=PVGIS-SARAH3&pvtechchoice=crystSi&mountingplace=free&usehorizon=1
80 | 30 | 5 | 62.56 | 2.02 | https://re.jrc.ec.europa.eu/api/v5_3/PVcalc?lat=30.0444&lon=31.2357&peakpower=1&loss=14&angle=80&aspect=-150&outputformat=json&raddatabase=PVGIS-SARAH3&pvtechchoice=crystSi&mountingplace=free&usehorizon=1
80 | 30 | 6 | 67.79 | 2.26 | https://re.jrc.ec.europa.eu/api/v5_3/PVcalc?lat=30.0444&lon=31.2357&peakpower=1&loss=14&angle=80&aspect=-150&outputformat=json&raddatabase=PVGIS-SARAH3&pvtechchoice=crystSi&mountingplace=free&usehorizon=1
80 | 30 | 7 | 63.32 | 2.04 | https://re.jrc.ec.europa.eu/api/v5_3/PVcalc?lat=30.0444&lon=31.2357&peakpower=1&loss=14&angle=80&aspect=-150&outputformat=json&raddatabase=PVGIS-SARAH3&pvtechchoice=crystSi&mountingplace=free&usehorizon=1
80 | 30 | 8 | 48.82 | 1.57 | https://re.jrc.ec.europa.eu/api/v5_3/PVcalc?lat=30.0444&lon=31.2357&peakpower=1&loss=14&angle=80&aspect=-150&outputformat=json&raddatabase=PVGIS-SARAH3&pvtechchoice=crystSi&mountingplace=free&usehorizon=1
80 | 30 | 9 | 30.41 | 1.01 | https://re.jrc.ec.europa.eu/api/v5_3/PVcalc?lat=30.0444&lon=31.2357&peakpower=1&loss=14&angle=80&aspect=-150&outputformat=json&raddatabase=PVGIS-SARAH3&pvtechchoice=crystSi&mountingplace=free&usehorizon=1
80 | 30 | 10 | 20.22 | 0.65 | https://re.jrc.ec.europa.eu/api/v5_3/PVcalc?lat=30.0444&lon=31.2357&peakpower=1&loss=14&angle=80&aspect=-150&outputformat=json&raddatabase=PVGIS-SARAH3&pvtechchoice=crystSi&mountingplace=free&usehorizon=1
80 | 30 | 11 | 13.58 | 0.45 | https://re.jrc.ec.europa.eu/api/v5_3/PVcalc?lat=30.0444&lon=31.2357&peakpower=1&loss=14&angle=80&aspect=-150&outputformat=json&raddatabase=PVGIS-SARAH3&pvtechchoice=crystSi&mountingplace=free&usehorizon=1
80 | 30 | 12 | 12.61 | 0.41 | https://re.jrc.ec.europa.eu/api/v5_3/PVcalc?lat=30.0444&lon=31.2357&peakpower=1&loss=14&angle=80&aspect=-150&outputformat=json&raddatabase=PVGIS-SARAH3&pvtechchoice=crystSi&mountingplace=free&usehorizon=1
80 | 45 | 1 | 17.81 | 0.57 | https://re.jrc.ec.europa.eu/api/v5_3/PVcalc?lat=30.0444&lon=31.2357&peakpower=1&loss=14&angle=80&aspect=-135&outputformat=json&raddatabase=PVGIS-SARAH3&pvtechchoice=crystSi&mountingplace=free&usehorizon=1
80 | 45 | 2 | 26.31 | 0.94 | https://re.jrc.ec.europa.eu/api/v5_3/PVcalc?lat=30.0444&lon=31.2357&peakpower=1&loss=14&angle=80&aspect=-135&outputformat=json&raddatabase=PVGIS-SARAH3&pvtechchoice=crystSi&mountingplace=free&usehorizon=1
80 | 45 | 3 | 43.23 | 1.39 | https://re.jrc.ec.europa.eu/api/v5_3/PVcalc?lat=30.0444&lon=31.2357&peakpower=1&loss=14&angle=80&aspect=-135&outputformat=json&raddatabase=PVGIS-SARAH3&pvtechchoice=crystSi&mountingplace=free&usehorizon=1
80 | 45 | 4 | 58.43 | 1.95 | https://re.jrc.ec.europa.eu/api/v5_3/PVcalc?lat=30.0444&lon=31.2357&peakpower=1&loss=14&angle=80&aspect=-135&outputformat=json&raddatabase=PVGIS-SARAH3&pvtechchoice=crystSi&mountingplace=free&usehorizon=1
80 | 45 | 5 | 75.46 | 2.43 | https://re.jrc.ec.europa.eu/api/v5_3/PVcalc?lat=30.0444&lon=31.2357&peakpower=1&loss=14&angle=80&aspect=-135&outputformat=json&raddatabase=PVGIS-SARAH3&pvtechchoice=crystSi&mountingplace=free&usehorizon=1
80 | 45 | 6 | 79.83 | 2.66 | https://re.jrc.ec.europa.eu/api/v5_3/PVcalc?lat=30.0444&lon=31.2357&peakpower=1&loss=14&angle=80&aspect=-135&outputformat=json&raddatabase=PVGIS-SARAH3&pvtechchoice=crystSi&mountingplace=free&usehorizon=1
80 | 45 | 7 | 76.26 | 2.46 | https://re.jrc.ec.europa.eu/api/v5_3/PVcalc?lat=30.0444&lon=31.2357&peakpower=1&loss=14&angle=80&aspect=-135&outputformat=json&raddatabase=PVGIS-SARAH3&pvtechchoice=crystSi&mountingplace=free&usehorizon=1
80 | 45 | 8 | 63.21 | 2.04 | https://re.jrc.ec.europa.eu/api/v5_3/PVcalc?lat=30.0444&lon=31.2357&peakpower=1&loss=14&angle=80&aspect=-135&outputformat=json&raddatabase=PVGIS-SARAH3&pvtechchoice=crystSi&mountingplace=free&usehorizon=1
80 | 45 | 9 | 43.64 | 1.45 | https://re.jrc.ec.europa.eu/api/v5_3/PVcalc?lat=30.0444&lon=31.2357&peakpower=1&loss=14&angle=80&aspect=-135&outputformat=json&raddatabase=PVGIS-SARAH3&pvtechchoice=crystSi&mountingplace=free&usehorizon=1
80 | 45 | 10 | 30.75 | 0.99 | https://re.jrc.ec.europa.eu/api/v5_3/PVcalc?lat=30.0444&lon=31.2357&peakpower=1&loss=14&angle=80&aspect=-135&outputformat=json&raddatabase=PVGIS-SARAH3&pvtechchoice=crystSi&mountingplace=free&usehorizon=1
80 | 45 | 11 | 19.56 | 0.65 | https://re.jrc.ec.europa.eu/api/v5_3/PVcalc?lat=30.0444&lon=31.2357&peakpower=1&loss=14&angle=80&aspect=-135&outputformat=json&raddatabase=PVGIS-SARAH3&pvtechchoice=crystSi&mountingplace=free&usehorizon=1
80 | 45 | 12 | 15.95 | 0.51 | https://re.jrc.ec.europa.eu/api/v5_3/PVcalc?lat=30.0444&lon=31.2357&peakpower=1&loss=14&angle=80&aspect=-135&outputformat=json&raddatabase=PVGIS-SARAH3&pvtechchoice=crystSi&mountingplace=free&usehorizon=1
80 | 60 | 1 | 28.08 | 0.91 | https://re.jrc.ec.europa.eu/api/v5_3/PVcalc?lat=30.0444&lon=31.2357&peakpower=1&loss=14&angle=80&aspect=-120&outputformat=json&raddatabase=PVGIS-SARAH3&pvtechchoice=crystSi&mountingplace=free&usehorizon=1
80 | 60 | 2 | 38.37 | 1.37 | https://re.jrc.ec.europa.eu/api/v5_3/PVcalc?lat=30.0444&lon=31.2357&peakpower=1&loss=14&angle=80&aspect=-120&outputformat=json&raddatabase=PVGIS-SARAH3&pvtechchoice=crystSi&mountingplace=free&usehorizon=1
80 | 60 | 3 | 57.63 | 1.86 | https://re.jrc.ec.europa.eu/api/v5_3/PVcalc?lat=30.0444&lon=31.2357&peakpower=1&loss=14&angle=80&aspect=-120&outputformat=json&raddatabase=PVGIS-SARAH3&pvtechchoice=crystSi&mountingplace=free&usehorizon=1
80 | 60 | 4 | 70.27 | 2.34 | https://re.jrc.ec.europa.eu/api/v5_3/PVcalc?lat=30.0444&lon=31.2357&peakpower=1&loss=14&angle=80&aspect=-120&outputformat=json&raddatabase=PVGIS-SARAH3&pvtechchoice=crystSi&mountingplace=free&usehorizon=1
80 | 60 | 5 | 85.94 | 2.77 | https://re.jrc.ec.europa.eu/api/v5_3/PVcalc?lat=30.0444&lon=31.2357&peakpower=1&loss=14&angle=80&aspect=-120&outputformat=json&raddatabase=PVGIS-SARAH3&pvtechchoice=crystSi&mountingplace=free&usehorizon=1
80 | 60 | 6 | 88.71 | 2.96 | https://re.jrc.ec.europa.eu/api/v5_3/PVcalc?lat=30.0444&lon=31.2357&peakpower=1&loss=14&angle=80&aspect=-120&outputformat=json&raddatabase=PVGIS-SARAH3&pvtechchoice=crystSi&mountingplace=free&usehorizon=1
80 | 60 | 7 | 86.02 | 2.77 | https://re.jrc.ec.europa.eu/api/v5_3/PVcalc?lat=30.0444&lon=31.2357&peakpower=1&loss=14&angle=80&aspect=-120&outputformat=json&raddatabase=PVGIS-SARAH3&pvtechchoice=crystSi&mountingplace=free&usehorizon=1
80 | 60 | 8 | 75.78 | 2.44 | https://re.jrc.ec.europa.eu/api/v5_3/PVcalc?lat=30.0444&lon=31.2357&peakpower=1&loss=14&angle=80&aspect=-120&outputformat=json&raddatabase=PVGIS-SARAH3&pvtechchoice=crystSi&mountingplace=free&usehorizon=1
80 | 60 | 9 | 57.42 | 1.91 | https://re.jrc.ec.europa.eu/api/v5_3/PVcalc?lat=30.0444&lon=31.2357&peakpower=1&loss=14&angle=80&aspect=-120&outputformat=json&raddatabase=PVGIS-SARAH3&pvtechchoice=crystSi&mountingplace=free&usehorizon=1
80 | 60 | 10 | 44.71 | 1.44 | https://re.jrc.ec.europa.eu/api/v5_3/PVcalc?lat=30.0444&lon=31.2357&peakpower=1&loss=14&angle=80&aspect=-120&outputformat=json&raddatabase=PVGIS-SARAH3&pvtechchoice=crystSi&mountingplace=free&usehorizon=1
80 | 60 | 11 | 31.33 | 1.04 | https://re.jrc.ec.europa.eu/api/v5_3/PVcalc?lat=30.0444&lon=31.2357&peakpower=1&loss=14&angle=80&aspect=-120&outputformat=json&raddatabase=PVGIS-SARAH3&pvtechchoice=crystSi&mountingplace=free&usehorizon=1
80 | 60 | 12 | 25.67 | 0.83 | https://re.jrc.ec.europa.eu/api/v5_3/PVcalc?lat=30.0444&lon=31.2357&peakpower=1&loss=14&angle=80&aspect=-120&outputformat=json&raddatabase=PVGIS-SARAH3&pvtechchoice=crystSi&mountingplace=free&usehorizon=1
80 | 75 | 1 | 42.44 | 1.37 | https://re.jrc.ec.europa.eu/api/v5_3/PVcalc?lat=30.0444&lon=31.2357&peakpower=1&loss=14&angle=80&aspect=-105&outputformat=json&raddatabase=PVGIS-SARAH3&pvtechchoice=crystSi&mountingplace=free&usehorizon=1
80 | 75 | 2 | 51.63 | 1.84 | https://re.jrc.ec.europa.eu/api/v5_3/PVcalc?lat=30.0444&lon=31.2357&peakpower=1&loss=14&angle=80&aspect=-105&outputformat=json&raddatabase=PVGIS-SARAH3&pvtechchoice=crystSi&mountingplace=free&usehorizon=1
80 | 75 | 3 | 70.89 | 2.29 | https://re.jrc.ec.europa.eu/api/v5_3/PVcalc?lat=30.0444&lon=31.2357&peakpower=1&loss=14&angle=80&aspect=-105&outputformat=json&raddatabase=PVGIS-SARAH3&pvtechchoice=crystSi&mountingplace=free&usehorizon=1
80 | 75 | 4 | 81.1 | 2.7 | https://re.jrc.ec.europa.eu/api/v5_3/PVcalc?lat=30.0444&lon=31.2357&peakpower=1&loss=14&angle=80&aspect=-105&outputformat=json&raddatabase=PVGIS-SARAH3&pvtechchoice=crystSi&mountingplace=free&usehorizon=1
80 | 75 | 5 | 93.37 | 3.01 | https://re.jrc.ec.europa.eu/api/v5_3/PVcalc?lat=30.0444&lon=31.2357&peakpower=1&loss=14&angle=80&aspect=-105&outputformat=json&raddatabase=PVGIS-SARAH3&pvtechchoice=crystSi&mountingplace=free&usehorizon=1
80 | 75 | 6 | 94.21 | 3.14 | https://re.jrc.ec.europa.eu/api/v5_3/PVcalc?lat=30.0444&lon=31.2357&peakpower=1&loss=14&angle=80&aspect=-105&outputformat=json&raddatabase=PVGIS-SARAH3&pvtechchoice=crystSi&mountingplace=free&usehorizon=1
80 | 75 | 7 | 92.57 | 2.99 | https://re.jrc.ec.europa.eu/api/v5_3/PVcalc?lat=30.0444&lon=31.2357&peakpower=1&loss=14&angle=80&aspect=-105&outputformat=json&raddatabase=PVGIS-SARAH3&pvtechchoice=crystSi&mountingplace=free&usehorizon=1
80 | 75 | 8 | 85.83 | 2.77 | https://re.jrc.ec.europa.eu/api/v5_3/PVcalc?lat=30.0444&lon=31.2357&peakpower=1&loss=14&angle=80&aspect=-105&outputformat=json&raddatabase=PVGIS-SARAH3&pvtechchoice=crystSi&mountingplace=free&usehorizon=1
80 | 75 | 9 | 69.68 | 2.32 | https://re.jrc.ec.europa.eu/api/v5_3/PVcalc?lat=30.0444&lon=31.2357&peakpower=1&loss=14&angle=80&aspect=-105&outputformat=json&raddatabase=PVGIS-SARAH3&pvtechchoice=crystSi&mountingplace=free&usehorizon=1
80 | 75 | 10 | 59.96 | 1.93 | https://re.jrc.ec.europa.eu/api/v5_3/PVcalc?lat=30.0444&lon=31.2357&peakpower=1&loss=14&angle=80&aspect=-105&outputformat=json&raddatabase=PVGIS-SARAH3&pvtechchoice=crystSi&mountingplace=free&usehorizon=1
80 | 75 | 11 | 46.35 | 1.55 | https://re.jrc.ec.europa.eu/api/v5_3/PVcalc?lat=30.0444&lon=31.2357&peakpower=1&loss=14&angle=80&aspect=-105&outputformat=json&raddatabase=PVGIS-SARAH3&pvtechchoice=crystSi&mountingplace=free&usehorizon=1
80 | 75 | 12 | 40.18 | 1.3 | https://re.jrc.ec.europa.eu/api/v5_3/PVcalc?lat=30.0444&lon=31.2357&peakpower=1&loss=14&angle=80&aspect=-105&outputformat=json&raddatabase=PVGIS-SARAH3&pvtechchoice=crystSi&mountingplace=free&usehorizon=1
80 | 90 | 1 | 58.55 | 1.89 | https://re.jrc.ec.europa.eu/api/v5_3/PVcalc?lat=30.0444&lon=31.2357&peakpower=1&loss=14&angle=80&aspect=-90&outputformat=json&raddatabase=PVGIS-SARAH3&pvtechchoice=crystSi&mountingplace=free&usehorizon=1
80 | 90 | 2 | 65.47 | 2.34 | https://re.jrc.ec.europa.eu/api/v5_3/PVcalc?lat=30.0444&lon=31.2357&peakpower=1&loss=14&angle=80&aspect=-90&outputformat=json&raddatabase=PVGIS-SARAH3&pvtechchoice=crystSi&mountingplace=free&usehorizon=1
80 | 90 | 3 | 83.58 | 2.7 | https://re.jrc.ec.europa.eu/api/v5_3/PVcalc?lat=30.0444&lon=31.2357&peakpower=1&loss=14&angle=80&aspect=-90&outputformat=json&raddatabase=PVGIS-SARAH3&pvtechchoice=crystSi&mountingplace=free&usehorizon=1
80 | 90 | 4 | 88.7 | 2.96 | https://re.jrc.ec.europa.eu/api/v5_3/PVcalc?lat=30.0444&lon=31.2357&peakpower=1&loss=14&angle=80&aspect=-90&outputformat=json&raddatabase=PVGIS-SARAH3&pvtechchoice=crystSi&mountingplace=free&usehorizon=1
80 | 90 | 5 | 97.33 | 3.14 | https://re.jrc.ec.europa.eu/api/v5_3/PVcalc?lat=30.0444&lon=31.2357&peakpower=1&loss=14&angle=80&aspect=-90&outputformat=json&raddatabase=PVGIS-SARAH3&pvtechchoice=crystSi&mountingplace=free&usehorizon=1
80 | 90 | 6 | 96.21 | 3.21 | https://re.jrc.ec.europa.eu/api/v5_3/PVcalc?lat=30.0444&lon=31.2357&peakpower=1&loss=14&angle=80&aspect=-90&outputformat=json&raddatabase=PVGIS-SARAH3&pvtechchoice=crystSi&mountingplace=free&usehorizon=1
80 | 90 | 7 | 95.72 | 3.09 | https://re.jrc.ec.europa.eu/api/v5_3/PVcalc?lat=30.0444&lon=31.2357&peakpower=1&loss=14&angle=80&aspect=-90&outputformat=json&raddatabase=PVGIS-SARAH3&pvtechchoice=crystSi&mountingplace=free&usehorizon=1
80 | 90 | 8 | 92.51 | 2.98 | https://re.jrc.ec.europa.eu/api/v5_3/PVcalc?lat=30.0444&lon=31.2357&peakpower=1&loss=14&angle=80&aspect=-90&outputformat=json&raddatabase=PVGIS-SARAH3&pvtechchoice=crystSi&mountingplace=free&usehorizon=1
80 | 90 | 9 | 80.95 | 2.7 | https://re.jrc.ec.europa.eu/api/v5_3/PVcalc?lat=30.0444&lon=31.2357&peakpower=1&loss=14&angle=80&aspect=-90&outputformat=json&raddatabase=PVGIS-SARAH3&pvtechchoice=crystSi&mountingplace=free&usehorizon=1
80 | 90 | 10 | 74.54 | 2.4 | https://re.jrc.ec.europa.eu/api/v5_3/PVcalc?lat=30.0444&lon=31.2357&peakpower=1&loss=14&angle=80&aspect=-90&outputformat=json&raddatabase=PVGIS-SARAH3&pvtechchoice=crystSi&mountingplace=free&usehorizon=1
80 | 90 | 11 | 61.97 | 2.07 | https://re.jrc.ec.europa.eu/api/v5_3/PVcalc?lat=30.0444&lon=31.2357&peakpower=1&loss=14&angle=80&aspect=-90&outputformat=json&raddatabase=PVGIS-SARAH3&pvtechchoice=crystSi&mountingplace=free&usehorizon=1
80 | 90 | 12 | 57.05 | 1.84 | https://re.jrc.ec.europa.eu/api/v5_3/PVcalc?lat=30.0444&lon=31.2357&peakpower=1&loss=14&angle=80&aspect=-90&outputformat=json&raddatabase=PVGIS-SARAH3&pvtechchoice=crystSi&mountingplace=free&usehorizon=1
80 | 105 | 1 | 74.99 | 2.42 | https://re.jrc.ec.europa.eu/api/v5_3/PVcalc?lat=30.0444&lon=31.2357&peakpower=1&loss=14&angle=80&aspect=-75&outputformat=json&raddatabase=PVGIS-SARAH3&pvtechchoice=crystSi&mountingplace=free&usehorizon=1
80 | 105 | 2 | 78.26 | 2.8 | https://re.jrc.ec.europa.eu/api/v5_3/PVcalc?lat=30.0444&lon=31.2357&peakpower=1&loss=14&angle=80&aspect=-75&outputformat=json&raddatabase=PVGIS-SARAH3&pvtechchoice=crystSi&mountingplace=free&usehorizon=1
80 | 105 | 3 | 93.92 | 3.03 | https://re.jrc.ec.europa.eu/api/v5_3/PVcalc?lat=30.0444&lon=31.2357&peakpower=1&loss=14&angle=80&aspect=-75&outputformat=json&raddatabase=PVGIS-SARAH3&pvtechchoice=crystSi&mountingplace=free&usehorizon=1
80 | 105 | 4 | 93.65 | 3.12 | https://re.jrc.ec.europa.eu/api/v5_3/PVcalc?lat=30.0444&lon=31.2357&peakpower=1&loss=14&angle=80&aspect=-75&outputformat=json&raddatabase=PVGIS-SARAH3&pvtechchoice=crystSi&mountingplace=free&usehorizon=1
80 | 105 | 5 | 97.98 | 3.16 | https://re.jrc.ec.europa.eu/api/v5_3/PVcalc?lat=30.0444&lon=31.2357&peakpower=1&loss=14&angle=80&aspect=-75&outputformat=json&raddatabase=PVGIS-SARAH3&pvtechchoice=crystSi&mountingplace=free&usehorizon=1
80 | 105 | 6 | 94.61 | 3.15 | https://re.jrc.ec.europa.eu/api/v5_3/PVcalc?lat=30.0444&lon=31.2357&peakpower=1&loss=14&angle=80&aspect=-75&outputformat=json&raddatabase=PVGIS-SARAH3&pvtechchoice=crystSi&mountingplace=free&usehorizon=1
80 | 105 | 7 | 95.33 | 3.08 | https://re.jrc.ec.europa.eu/api/v5_3/PVcalc?lat=30.0444&lon=31.2357&peakpower=1&loss=14&angle=80&aspect=-75&outputformat=json&raddatabase=PVGIS-SARAH3&pvtechchoice=crystSi&mountingplace=free&usehorizon=1
80 | 105 | 8 | 95.96 | 3.1 | https://re.jrc.ec.europa.eu/api/v5_3/PVcalc?lat=30.0444&lon=31.2357&peakpower=1&loss=14&angle=80&aspect=-75&outputformat=json&raddatabase=PVGIS-SARAH3&pvtechchoice=crystSi&mountingplace=free&usehorizon=1
80 | 105 | 9 | 89.51 | 2.98 | https://re.jrc.ec.europa.eu/api/v5_3/PVcalc?lat=30.0444&lon=31.2357&peakpower=1&loss=14&angle=80&aspect=-75&outputformat=json&raddatabase=PVGIS-SARAH3&pvtechchoice=crystSi&mountingplace=free&usehorizon=1
80 | 105 | 10 | 87.8 | 2.83 | https://re.jrc.ec.europa.eu/api/v5_3/PVcalc?lat=30.0444&lon=31.2357&peakpower=1&loss=14&angle=80&aspect=-75&outputformat=json&raddatabase=PVGIS-SARAH3&pvtechchoice=crystSi&mountingplace=free&usehorizon=1
80 | 105 | 11 | 78.24 | 2.61 | https://re.jrc.ec.europa.eu/api/v5_3/PVcalc?lat=30.0444&lon=31.2357&peakpower=1&loss=14&angle=80&aspect=-75&outputformat=json&raddatabase=PVGIS-SARAH3&pvtechchoice=crystSi&mountingplace=free&usehorizon=1
80 | 105 | 12 | 74.33 | 2.4 | https://re.jrc.ec.europa.eu/api/v5_3/PVcalc?lat=30.0444&lon=31.2357&peakpower=1&loss=14&angle=80&aspect=-75&outputformat=json&raddatabase=PVGIS-SARAH3&pvtechchoice=crystSi&mountingplace=free&usehorizon=1
80 | 120 | 1 | 90.98 | 2.93 | https://re.jrc.ec.europa.eu/api/v5_3/PVcalc?lat=30.0444&lon=31.2357&peakpower=1&loss=14&angle=80&aspect=-60&outputformat=json&raddatabase=PVGIS-SARAH3&pvtechchoice=crystSi&mountingplace=free&usehorizon=1
80 | 120 | 2 | 89.42 | 3.19 | https://re.jrc.ec.europa.eu/api/v5_3/PVcalc?lat=30.0444&lon=31.2357&peakpower=1&loss=14&angle=80&aspect=-60&outputformat=json&raddatabase=PVGIS-SARAH3&pvtechchoice=crystSi&mountingplace=free&usehorizon=1
80 | 120 | 3 | 102.36 | 3.3 | https://re.jrc.ec.europa.eu/api/v5_3/PVcalc?lat=30.0444&lon=31.2357&peakpower=1&loss=14&angle=80&aspect=-60&outputformat=json&raddatabase=PVGIS-SARAH3&pvtechchoice=crystSi&mountingplace=free&usehorizon=1
80 | 120 | 4 | 96.84 | 3.23 | https://re.jrc.ec.europa.eu/api/v5_3/PVcalc?lat=30.0444&lon=31.2357&peakpower=1&loss=14&angle=80&aspect=-60&outputformat=json&raddatabase=PVGIS-SARAH3&pvtechchoice=crystSi&mountingplace=free&usehorizon=1
80 | 120 | 5 | 95.19 | 3.07 | https://re.jrc.ec.europa.eu/api/v5_3/PVcalc?lat=30.0444&lon=31.2357&peakpower=1&loss=14&angle=80&aspect=-60&outputformat=json&raddatabase=PVGIS-SARAH3&pvtechchoice=crystSi&mountingplace=free&usehorizon=1
80 | 120 | 6 | 89.38 | 2.98 | https://re.jrc.ec.europa.eu/api/v5_3/PVcalc?lat=30.0444&lon=31.2357&peakpower=1&loss=14&angle=80&aspect=-60&outputformat=json&raddatabase=PVGIS-SARAH3&pvtechchoice=crystSi&mountingplace=free&usehorizon=1
80 | 120 | 7 | 91.8 | 2.96 | https://re.jrc.ec.europa.eu/api/v5_3/PVcalc?lat=30.0444&lon=31.2357&peakpower=1&loss=14&angle=80&aspect=-60&outputformat=json&raddatabase=PVGIS-SARAH3&pvtechchoice=crystSi&mountingplace=free&usehorizon=1
80 | 120 | 8 | 97.16 | 3.13 | https://re.jrc.ec.europa.eu/api/v5_3/PVcalc?lat=30.0444&lon=31.2357&peakpower=1&loss=14&angle=80&aspect=-60&outputformat=json&raddatabase=PVGIS-SARAH3&pvtechchoice=crystSi&mountingplace=free&usehorizon=1
80 | 120 | 9 | 96.48 | 3.22 | https://re.jrc.ec.europa.eu/api/v5_3/PVcalc?lat=30.0444&lon=31.2357&peakpower=1&loss=14&angle=80&aspect=-60&outputformat=json&raddatabase=PVGIS-SARAH3&pvtechchoice=crystSi&mountingplace=free&usehorizon=1
80 | 120 | 10 | 99.92 | 3.22 | https://re.jrc.ec.europa.eu/api/v5_3/PVcalc?lat=30.0444&lon=31.2357&peakpower=1&loss=14&angle=80&aspect=-60&outputformat=json&raddatabase=PVGIS-SARAH3&pvtechchoice=crystSi&mountingplace=free&usehorizon=1
80 | 120 | 11 | 93.82 | 3.13 | https://re.jrc.ec.europa.eu/api/v5_3/PVcalc?lat=30.0444&lon=31.2357&peakpower=1&loss=14&angle=80&aspect=-60&outputformat=json&raddatabase=PVGIS-SARAH3&pvtechchoice=crystSi&mountingplace=free&usehorizon=1
80 | 120 | 12 | 91.63 | 2.96 | https://re.jrc.ec.europa.eu/api/v5_3/PVcalc?lat=30.0444&lon=31.2357&peakpower=1&loss=14&angle=80&aspect=-60&outputformat=json&raddatabase=PVGIS-SARAH3&pvtechchoice=crystSi&mountingplace=free&usehorizon=1
80 | 135 | 1 | 106.07 | 3.42 | https://re.jrc.ec.europa.eu/api/v5_3/PVcalc?lat=30.0444&lon=31.2357&peakpower=1&loss=14&angle=80&aspect=-45&outputformat=json&raddatabase=PVGIS-SARAH3&pvtechchoice=crystSi&mountingplace=free&usehorizon=1
80 | 135 | 2 | 99.4 | 3.55 | https://re.jrc.ec.europa.eu/api/v5_3/PVcalc?lat=30.0444&lon=31.2357&peakpower=1&loss=14&angle=80&aspect=-45&outputformat=json&raddatabase=PVGIS-SARAH3&pvtechchoice=crystSi&mountingplace=free&usehorizon=1
80 | 135 | 3 | 109.04 | 3.52 | https://re.jrc.ec.europa.eu/api/v5_3/PVcalc?lat=30.0444&lon=31.2357&peakpower=1&loss=14&angle=80&aspect=-45&outputformat=json&raddatabase=PVGIS-SARAH3&pvtechchoice=crystSi&mountingplace=free&usehorizon=1
80 | 135 | 4 | 96.8 | 3.23 | https://re.jrc.ec.europa.eu/api/v5_3/PVcalc?lat=30.0444&lon=31.2357&peakpower=1&loss=14&angle=80&aspect=-45&outputformat=json&raddatabase=PVGIS-SARAH3&pvtechchoice=crystSi&mountingplace=free&usehorizon=1
80 | 135 | 5 | 90.48 | 2.92 | https://re.jrc.ec.europa.eu/api/v5_3/PVcalc?lat=30.0444&lon=31.2357&peakpower=1&loss=14&angle=80&aspect=-45&outputformat=json&raddatabase=PVGIS-SARAH3&pvtechchoice=crystSi&mountingplace=free&usehorizon=1
80 | 135 | 6 | 81.85 | 2.73 | https://re.jrc.ec.europa.eu/api/v5_3/PVcalc?lat=30.0444&lon=31.2357&peakpower=1&loss=14&angle=80&aspect=-45&outputformat=json&raddatabase=PVGIS-SARAH3&pvtechchoice=crystSi&mountingplace=free&usehorizon=1
80 | 135 | 7 | 85.42 | 2.76 | https://re.jrc.ec.europa.eu/api/v5_3/PVcalc?lat=30.0444&lon=31.2357&peakpower=1&loss=14&angle=80&aspect=-45&outputformat=json&raddatabase=PVGIS-SARAH3&pvtechchoice=crystSi&mountingplace=free&usehorizon=1
80 | 135 | 8 | 94.73 | 3.06 | https://re.jrc.ec.europa.eu/api/v5_3/PVcalc?lat=30.0444&lon=31.2357&peakpower=1&loss=14&angle=80&aspect=-45&outputformat=json&raddatabase=PVGIS-SARAH3&pvtechchoice=crystSi&mountingplace=free&usehorizon=1
80 | 135 | 9 | 100.87 | 3.36 | https://re.jrc.ec.europa.eu/api/v5_3/PVcalc?lat=30.0444&lon=31.2357&peakpower=1&loss=14&angle=80&aspect=-45&outputformat=json&raddatabase=PVGIS-SARAH3&pvtechchoice=crystSi&mountingplace=free&usehorizon=1
80 | 135 | 10 | 110.51 | 3.56 | https://re.jrc.ec.europa.eu/api/v5_3/PVcalc?lat=30.0444&lon=31.2357&peakpower=1&loss=14&angle=80&aspect=-45&outputformat=json&raddatabase=PVGIS-SARAH3&pvtechchoice=crystSi&mountingplace=free&usehorizon=1
80 | 135 | 11 | 108.4 | 3.61 | https://re.jrc.ec.europa.eu/api/v5_3/PVcalc?lat=30.0444&lon=31.2357&peakpower=1&loss=14&angle=80&aspect=-45&outputformat=json&raddatabase=PVGIS-SARAH3&pvtechchoice=crystSi&mountingplace=free&usehorizon=1
80 | 135 | 12 | 108.43 | 3.5 | https://re.jrc.ec.europa.eu/api/v5_3/PVcalc?lat=30.0444&lon=31.2357&peakpower=1&loss=14&angle=80&aspect=-45&outputformat=json&raddatabase=PVGIS-SARAH3&pvtechchoice=crystSi&mountingplace=free&usehorizon=1
80 | 150 | 1 | 119.73 | 3.86 | https://re.jrc.ec.europa.eu/api/v5_3/PVcalc?lat=30.0444&lon=31.2357&peakpower=1&loss=14&angle=80&aspect=-30&outputformat=json&raddatabase=PVGIS-SARAH3&pvtechchoice=crystSi&mountingplace=free&usehorizon=1
80 | 150 | 2 | 108.14 | 3.86 | https://re.jrc.ec.europa.eu/api/v5_3/PVcalc?lat=30.0444&lon=31.2357&peakpower=1&loss=14&angle=80&aspect=-30&outputformat=json&raddatabase=PVGIS-SARAH3&pvtechchoice=crystSi&mountingplace=free&usehorizon=1
80 | 150 | 3 | 113.95 | 3.68 | https://re.jrc.ec.europa.eu/api/v5_3/PVcalc?lat=30.0444&lon=31.2357&peakpower=1&loss=14&angle=80&aspect=-30&outputformat=json&raddatabase=PVGIS-SARAH3&pvtechchoice=crystSi&mountingplace=free&usehorizon=1
80 | 150 | 4 | 95.5 | 3.18 | https://re.jrc.ec.europa.eu/api/v5_3/PVcalc?lat=30.0444&lon=31.2357&peakpower=1&loss=14&angle=80&aspect=-30&outputformat=json&raddatabase=PVGIS-SARAH3&pvtechchoice=crystSi&mountingplace=free&usehorizon=1
80 | 150 | 5 | 82.27 | 2.65 | https://re.jrc.ec.europa.eu/api/v5_3/PVcalc?lat=30.0444&lon=31.2357&peakpower=1&loss=14&angle=80&aspect=-30&outputformat=json&raddatabase=PVGIS-SARAH3&pvtechchoice=crystSi&mountingplace=free&usehorizon=1
80 | 150 | 6 | 70.46 | 2.35 | https://re.jrc.ec.europa.eu/api/v5_3/PVcalc?lat=30.0444&lon=31.2357&peakpower=1&loss=14&angle=80&aspect=-30&outputformat=json&raddatabase=PVGIS-SARAH3&pvtechchoice=crystSi&mountingplace=free&usehorizon=1
80 | 150 | 7 | 75.65 | 2.44 | https://re.jrc.ec.europa.eu/api/v5_3/PVcalc?lat=30.0444&lon=31.2357&peakpower=1&loss=14&angle=80&aspect=-30&outputformat=json&raddatabase=PVGIS-SARAH3&pvtechchoice=crystSi&mountingplace=free&usehorizon=1
80 | 150 | 8 | 90.58 | 2.92 | https://re.jrc.ec.europa.eu/api/v5_3/PVcalc?lat=30.0444&lon=31.2357&peakpower=1&loss=14&angle=80&aspect=-30&outputformat=json&raddatabase=PVGIS-SARAH3&pvtechchoice=crystSi&mountingplace=free&usehorizon=1
80 | 150 | 9 | 104.1 | 3.47 | https://re.jrc.ec.europa.eu/api/v5_3/PVcalc?lat=30.0444&lon=31.2357&peakpower=1&loss=14&angle=80&aspect=-30&outputformat=json&raddatabase=PVGIS-SARAH3&pvtechchoice=crystSi&mountingplace=free&usehorizon=1
80 | 150 | 10 | 119.8 | 3.86 | https://re.jrc.ec.europa.eu/api/v5_3/PVcalc?lat=30.0444&lon=31.2357&peakpower=1&loss=14&angle=80&aspect=-30&outputformat=json&raddatabase=PVGIS-SARAH3&pvtechchoice=crystSi&mountingplace=free&usehorizon=1
80 | 150 | 11 | 121.84 | 4.06 | https://re.jrc.ec.europa.eu/api/v5_3/PVcalc?lat=30.0444&lon=31.2357&peakpower=1&loss=14&angle=80&aspect=-30&outputformat=json&raddatabase=PVGIS-SARAH3&pvtechchoice=crystSi&mountingplace=free&usehorizon=1
80 | 150 | 12 | 123.38 | 3.98 | https://re.jrc.ec.europa.eu/api/v5_3/PVcalc?lat=30.0444&lon=31.2357&peakpower=1&loss=14&angle=80&aspect=-30&outputformat=json&raddatabase=PVGIS-SARAH3&pvtechchoice=crystSi&mountingplace=free&usehorizon=1
80 | 165 | 1 | 129.81 | 4.19 | https://re.jrc.ec.europa.eu/api/v5_3/PVcalc?lat=30.0444&lon=31.2357&peakpower=1&loss=14&angle=80&aspect=-15&outputformat=json&raddatabase=PVGIS-SARAH3&pvtechchoice=crystSi&mountingplace=free&usehorizon=1
80 | 165 | 2 | 114.83 | 4.1 | https://re.jrc.ec.europa.eu/api/v5_3/PVcalc?lat=30.0444&lon=31.2357&peakpower=1&loss=14&angle=80&aspect=-15&outputformat=json&raddatabase=PVGIS-SARAH3&pvtechchoice=crystSi&mountingplace=free&usehorizon=1
80 | 165 | 3 | 118.07 | 3.81 | https://re.jrc.ec.europa.eu/api/v5_3/PVcalc?lat=30.0444&lon=31.2357&peakpower=1&loss=14&angle=80&aspect=-15&outputformat=json&raddatabase=PVGIS-SARAH3&pvtechchoice=crystSi&mountingplace=free&usehorizon=1
80 | 165 | 4 | 93.17 | 3.11 | https://re.jrc.ec.europa.eu/api/v5_3/PVcalc?lat=30.0444&lon=31.2357&peakpower=1&loss=14&angle=80&aspect=-15&outputformat=json&raddatabase=PVGIS-SARAH3&pvtechchoice=crystSi&mountingplace=free&usehorizon=1
80 | 165 | 5 | 73.6 | 2.37 | https://re.jrc.ec.europa.eu/api/v5_3/PVcalc?lat=30.0444&lon=31.2357&peakpower=1&loss=14&angle=80&aspect=-15&outputformat=json&raddatabase=PVGIS-SARAH3&pvtechchoice=crystSi&mountingplace=free&usehorizon=1
80 | 165 | 6 | 58.9 | 1.96 | https://re.jrc.ec.europa.eu/api/v5_3/PVcalc?lat=30.0444&lon=31.2357&peakpower=1&loss=14&angle=80&aspect=-15&outputformat=json&raddatabase=PVGIS-SARAH3&pvtechchoice=crystSi&mountingplace=free&usehorizon=1
80 | 165 | 7 | 65.39 | 2.11 | https://re.jrc.ec.europa.eu/api/v5_3/PVcalc?lat=30.0444&lon=31.2357&peakpower=1&loss=14&angle=80&aspect=-15&outputformat=json&raddatabase=PVGIS-SARAH3&pvtechchoice=crystSi&mountingplace=free&usehorizon=1
80 | 165 | 8 | 85.25 | 2.75 | https://re.jrc.ec.europa.eu/api/v5_3/PVcalc?lat=30.0444&lon=31.2357&peakpower=1&loss=14&angle=80&aspect=-15&outputformat=json&raddatabase=PVGIS-SARAH3&pvtechchoice=crystSi&mountingplace=free&usehorizon=1
80 | 165 | 9 | 106.72 | 3.56 | https://re.jrc.ec.europa.eu/api/v5_3/PVcalc?lat=30.0444&lon=31.2357&peakpower=1&loss=14&angle=80&aspect=-15&outputformat=json&raddatabase=PVGIS-SARAH3&pvtechchoice=crystSi&mountingplace=free&usehorizon=1
80 | 165 | 10 | 127.89 | 4.13 | https://re.jrc.ec.europa.eu/api/v5_3/PVcalc?lat=30.0444&lon=31.2357&peakpower=1&loss=14&angle=80&aspect=-15&outputformat=json&raddatabase=PVGIS-SARAH3&pvtechchoice=crystSi&mountingplace=free&usehorizon=1
80 | 165 | 11 | 132.27 | 4.41 | https://re.jrc.ec.europa.eu/api/v5_3/PVcalc?lat=30.0444&lon=31.2357&peakpower=1&loss=14&angle=80&aspect=-15&outputformat=json&raddatabase=PVGIS-SARAH3&pvtechchoice=crystSi&mountingplace=free&usehorizon=1
80 | 165 | 12 | 133.95 | 4.32 | https://re.jrc.ec.europa.eu/api/v5_3/PVcalc?lat=30.0444&lon=31.2357&peakpower=1&loss=14&angle=80&aspect=-15&outputformat=json&raddatabase=PVGIS-SARAH3&pvtechchoice=crystSi&mountingplace=free&usehorizon=1
80 | 180 | 1 | 132.92 | 4.29 | https://re.jrc.ec.europa.eu/api/v5_3/PVcalc?lat=30.0444&lon=31.2357&peakpower=1&loss=14&angle=80&aspect=0&outputformat=json&raddatabase=PVGIS-SARAH3&pvtechchoice=crystSi&mountingplace=free&usehorizon=1
80 | 180 | 2 | 117.06 | 4.18 | https://re.jrc.ec.europa.eu/api/v5_3/PVcalc?lat=30.0444&lon=31.2357&peakpower=1&loss=14&angle=80&aspect=0&outputformat=json&raddatabase=PVGIS-SARAH3&pvtechchoice=crystSi&mountingplace=free&usehorizon=1
80 | 180 | 3 | 120.77 | 3.9 | https://re.jrc.ec.europa.eu/api/v5_3/PVcalc?lat=30.0444&lon=31.2357&peakpower=1&loss=14&angle=80&aspect=0&outputformat=json&raddatabase=PVGIS-SARAH3&pvtechchoice=crystSi&mountingplace=free&usehorizon=1
80 | 180 | 4 | 92.24 | 3.07 | https://re.jrc.ec.europa.eu/api/v5_3/PVcalc?lat=30.0444&lon=31.2357&peakpower=1&loss=14&angle=80&aspect=0&outputformat=json&raddatabase=PVGIS-SARAH3&pvtechchoice=crystSi&mountingplace=free&usehorizon=1
80 | 180 | 5 | 69.12 | 2.23 | https://re.jrc.ec.europa.eu/api/v5_3/PVcalc?lat=30.0444&lon=31.2357&peakpower=1&loss=14&angle=80&aspect=0&outputformat=json&raddatabase=PVGIS-SARAH3&pvtechchoice=crystSi&mountingplace=free&usehorizon=1
80 | 180 | 6 | 53.56 | 1.79 | https://re.jrc.ec.europa.eu/api/v5_3/PVcalc?lat=30.0444&lon=31.2357&peakpower=1&loss=14&angle=80&aspect=0&outputformat=json&raddatabase=PVGIS-SARAH3&pvtechchoice=crystSi&mountingplace=free&usehorizon=1
80 | 180 | 7 | 60.46 | 1.95 | https://re.jrc.ec.europa.eu/api/v5_3/PVcalc?lat=30.0444&lon=31.2357&peakpower=1&loss=14&angle=80&aspect=0&outputformat=json&raddatabase=PVGIS-SARAH3&pvtechchoice=crystSi&mountingplace=free&usehorizon=1
80 | 180 | 8 | 82.52 | 2.66 | https://re.jrc.ec.europa.eu/api/v5_3/PVcalc?lat=30.0444&lon=31.2357&peakpower=1&loss=14&angle=80&aspect=0&outputformat=json&raddatabase=PVGIS-SARAH3&pvtechchoice=crystSi&mountingplace=free&usehorizon=1
80 | 180 | 9 | 109.17 | 3.64 | https://re.jrc.ec.europa.eu/api/v5_3/PVcalc?lat=30.0444&lon=31.2357&peakpower=1&loss=14&angle=80&aspect=0&outputformat=json&raddatabase=PVGIS-SARAH3&pvtechchoice=crystSi&mountingplace=free&usehorizon=1
80 | 180 | 10 | 132.05 | 4.26 | https://re.jrc.ec.europa.eu/api/v5_3/PVcalc?lat=30.0444&lon=31.2357&peakpower=1&loss=14&angle=80&aspect=0&outputformat=json&raddatabase=PVGIS-SARAH3&pvtechchoice=crystSi&mountingplace=free&usehorizon=1
80 | 180 | 11 | 135.94 | 4.53 | https://re.jrc.ec.europa.eu/api/v5_3/PVcalc?lat=30.0444&lon=31.2357&peakpower=1&loss=14&angle=80&aspect=0&outputformat=json&raddatabase=PVGIS-SARAH3&pvtechchoice=crystSi&mountingplace=free&usehorizon=1
80 | 180 | 12 | 137.18 | 4.43 | https://re.jrc.ec.europa.eu/api/v5_3/PVcalc?lat=30.0444&lon=31.2357&peakpower=1&loss=14&angle=80&aspect=0&outputformat=json&raddatabase=PVGIS-SARAH3&pvtechchoice=crystSi&mountingplace=free&usehorizon=1
80 | 195 | 1 | 128.51 | 4.15 | https://re.jrc.ec.europa.eu/api/v5_3/PVcalc?lat=30.0444&lon=31.2357&peakpower=1&loss=14&angle=80&aspect=15&outputformat=json&raddatabase=PVGIS-SARAH3&pvtechchoice=crystSi&mountingplace=free&usehorizon=1
80 | 195 | 2 | 113.06 | 4.04 | https://re.jrc.ec.europa.eu/api/v5_3/PVcalc?lat=30.0444&lon=31.2357&peakpower=1&loss=14&angle=80&aspect=15&outputformat=json&raddatabase=PVGIS-SARAH3&pvtechchoice=crystSi&mountingplace=free&usehorizon=1
80 | 195 | 3 | 119.82 | 3.87 | https://re.jrc.ec.europa.eu/api/v5_3/PVcalc?lat=30.0444&lon=31.2357&peakpower=1&loss=14&angle=80&aspect=15&outputformat=json&raddatabase=PVGIS-SARAH3&pvtechchoice=crystSi&mountingplace=free&usehorizon=1
80 | 195 | 4 | 94.71 | 3.16 | https://re.jrc.ec.europa.eu/api/v5_3/PVcalc?lat=30.0444&lon=31.2357&peakpower=1&loss=14&angle=80&aspect=15&outputformat=json&raddatabase=PVGIS-SARAH3&pvtechchoice=crystSi&mountingplace=free&usehorizon=1
80 | 195 | 5 | 73.88 | 2.38 | https://re.jrc.ec.europa.eu/api/v5_3/PVcalc?lat=30.0444&lon=31.2357&peakpower=1&loss=14&angle=80&aspect=15&outputformat=json&raddatabase=PVGIS-SARAH3&pvtechchoice=crystSi&mountingplace=free&usehorizon=1
80 | 195 | 6 | 58.77 | 1.96 | https://re.jrc.ec.europa.eu/api/v5_3/PVcalc?lat=30.0444&lon=31.2357&peakpower=1&loss=14&angle=80&aspect=15&outputformat=json&raddatabase=PVGIS-SARAH3&pvtechchoice=crystSi&mountingplace=free&usehorizon=1
80 | 195 | 7 | 65.9 | 2.13 | https://re.jrc.ec.europa.eu/api/v5_3/PVcalc?lat=30.0444&lon=31.2357&peakpower=1&loss=14&angle=80&aspect=15&outputformat=json&raddatabase=PVGIS-SARAH3&pvtechchoice=crystSi&mountingplace=free&usehorizon=1
80 | 195 | 8 | 87.08 | 2.81 | https://re.jrc.ec.europa.eu/api/v5_3/PVcalc?lat=30.0444&lon=31.2357&peakpower=1&loss=14&angle=80&aspect=15&outputformat=json&raddatabase=PVGIS-SARAH3&pvtechchoice=crystSi&mountingplace=free&usehorizon=1
80 | 195 | 9 | 110.49 | 3.68 | https://re.jrc.ec.europa.eu/api/v5_3/PVcalc?lat=30.0444&lon=31.2357&peakpower=1&loss=14&angle=80&aspect=15&outputformat=json&raddatabase=PVGIS-SARAH3&pvtechchoice=crystSi&mountingplace=free&usehorizon=1
80 | 195 | 10 | 129.19 | 4.17 | https://re.jrc.ec.europa.eu/api/v5_3/PVcalc?lat=30.0444&lon=31.2357&peakpower=1&loss=14&angle=80&aspect=15&outputformat=json&raddatabase=PVGIS-SARAH3&pvtechchoice=crystSi&mountingplace=free&usehorizon=1
80 | 195 | 11 | 131.69 | 4.39 | https://re.jrc.ec.europa.eu/api/v5_3/PVcalc?lat=30.0444&lon=31.2357&peakpower=1&loss=14&angle=80&aspect=15&outputformat=json&raddatabase=PVGIS-SARAH3&pvtechchoice=crystSi&mountingplace=free&usehorizon=1
80 | 195 | 12 | 132.59 | 4.28 | https://re.jrc.ec.europa.eu/api/v5_3/PVcalc?lat=30.0444&lon=31.2357&peakpower=1&loss=14&angle=80&aspect=15&outputformat=json&raddatabase=PVGIS-SARAH3&pvtechchoice=crystSi&mountingplace=free&usehorizon=1
80 | 210 | 1 | 117.1 | 3.78 | https://re.jrc.ec.europa.eu/api/v5_3/PVcalc?lat=30.0444&lon=31.2357&peakpower=1&loss=14&angle=80&aspect=30&outputformat=json&raddatabase=PVGIS-SARAH3&pvtechchoice=crystSi&mountingplace=free&usehorizon=1
80 | 210 | 2 | 104.5 | 3.73 | https://re.jrc.ec.europa.eu/api/v5_3/PVcalc?lat=30.0444&lon=31.2357&peakpower=1&loss=14&angle=80&aspect=30&outputformat=json&raddatabase=PVGIS-SARAH3&pvtechchoice=crystSi&mountingplace=free&usehorizon=1
80 | 210 | 3 | 116.61 | 3.76 | https://re.jrc.ec.europa.eu/api/v5_3/PVcalc?lat=30.0444&lon=31.2357&peakpower=1&loss=14&angle=80&aspect=30&outputformat=json&raddatabase=PVGIS-SARAH3&pvtechchoice=crystSi&mountingplace=free&usehorizon=1
80 | 210 | 4 | 98.4 | 3.28 | https://re.jrc.ec.europa.eu/api/v5_3/PVcalc?lat=30.0444&lon=31.2357&peakpower=1&loss=14&angle=80&aspect=30&outputformat=json&raddatabase=PVGIS-SARAH3&pvtechchoice=crystSi&mountingplace=free&usehorizon=1
80 | 210 | 5 | 83.73 | 2.7 | https://re.jrc.ec.europa.eu/api/v5_3/PVcalc?lat=30.0444&lon=31.2357&peakpower=1&loss=14&angle=80&aspect=30&outputformat=json&raddatabase=PVGIS-SARAH3&pvtechchoice=crystSi&mountingplace=free&usehorizon=1
80 | 210 | 6 | 73.03 | 2.43 | https://re.jrc.ec.europa.eu/api/v5_3/PVcalc?lat=30.0444&lon=31.2357&peakpower=1&loss=14&angle=80&aspect=30&outputformat=json&raddatabase=PVGIS-SARAH3&pvtechchoice=crystSi&mountingplace=free&usehorizon=1
80 | 210 | 7 | 79.95 | 2.58 | https://re.jrc.ec.europa.eu/api/v5_3/PVcalc?lat=30.0444&lon=31.2357&peakpower=1&loss=14&angle=80&aspect=30&outputformat=json&raddatabase=PVGIS-SARAH3&pvtechchoice=crystSi&mountingplace=free&usehorizon=1
80 | 210 | 8 | 95.53 | 3.08 | https://re.jrc.ec.europa.eu/api/v5_3/PVcalc?lat=30.0444&lon=31.2357&peakpower=1&loss=14&angle=80&aspect=30&outputformat=json&raddatabase=PVGIS-SARAH3&pvtechchoice=crystSi&mountingplace=free&usehorizon=1
80 | 210 | 9 | 110.63 | 3.69 | https://re.jrc.ec.europa.eu/api/v5_3/PVcalc?lat=30.0444&lon=31.2357&peakpower=1&loss=14&angle=80&aspect=30&outputformat=json&raddatabase=PVGIS-SARAH3&pvtechchoice=crystSi&mountingplace=free&usehorizon=1
80 | 210 | 10 | 121.58 | 3.92 | https://re.jrc.ec.europa.eu/api/v5_3/PVcalc?lat=30.0444&lon=31.2357&peakpower=1&loss=14&angle=80&aspect=30&outputformat=json&raddatabase=PVGIS-SARAH3&pvtechchoice=crystSi&mountingplace=free&usehorizon=1
80 | 210 | 11 | 120.62 | 4.02 | https://re.jrc.ec.europa.eu/api/v5_3/PVcalc?lat=30.0444&lon=31.2357&peakpower=1&loss=14&angle=80&aspect=30&outputformat=json&raddatabase=PVGIS-SARAH3&pvtechchoice=crystSi&mountingplace=free&usehorizon=1
80 | 210 | 12 | 120.69 | 3.89 | https://re.jrc.ec.europa.eu/api/v5_3/PVcalc?lat=30.0444&lon=31.2357&peakpower=1&loss=14&angle=80&aspect=30&outputformat=json&raddatabase=PVGIS-SARAH3&pvtechchoice=crystSi&mountingplace=free&usehorizon=1
80 | 225 | 1 | 101.95 | 3.29 | https://re.jrc.ec.europa.eu/api/v5_3/PVcalc?lat=30.0444&lon=31.2357&peakpower=1&loss=14&angle=80&aspect=45&outputformat=json&raddatabase=PVGIS-SARAH3&pvtechchoice=crystSi&mountingplace=free&usehorizon=1
80 | 225 | 2 | 94.42 | 3.37 | https://re.jrc.ec.europa.eu/api/v5_3/PVcalc?lat=30.0444&lon=31.2357&peakpower=1&loss=14&angle=80&aspect=45&outputformat=json&raddatabase=PVGIS-SARAH3&pvtechchoice=crystSi&mountingplace=free&usehorizon=1
80 | 225 | 3 | 112.14 | 3.62 | https://re.jrc.ec.europa.eu/api/v5_3/PVcalc?lat=30.0444&lon=31.2357&peakpower=1&loss=14&angle=80&aspect=45&outputformat=json&raddatabase=PVGIS-SARAH3&pvtechchoice=crystSi&mountingplace=free&usehorizon=1
80 | 225 | 4 | 101.32 | 3.38 | https://re.jrc.ec.europa.eu/api/v5_3/PVcalc?lat=30.0444&lon=31.2357&peakpower=1&loss=14&angle=80&aspect=45&outputformat=json&raddatabase=PVGIS-SARAH3&pvtechchoice=crystSi&mountingplace=free&usehorizon=1
80 | 225 | 5 | 92.69 | 2.99 | https://re.jrc.ec.europa.eu/api/v5_3/PVcalc?lat=30.0444&lon=31.2357&peakpower=1&loss=14&angle=80&aspect=45&outputformat=json&raddatabase=PVGIS-SARAH3&pvtechchoice=crystSi&mountingplace=free&usehorizon=1
80 | 225 | 6 | 86.75 | 2.89 | https://re.jrc.ec.europa.eu/api/v5_3/PVcalc?lat=30.0444&lon=31.2357&peakpower=1&loss=14&angle=80&aspect=45&outputformat=json&raddatabase=PVGIS-SARAH3&pvtechchoice=crystSi&mountingplace=free&usehorizon=1
80 | 225 | 7 | 93.13 | 3 | https://re.jrc.ec.europa.eu/api/v5_3/PVcalc?lat=30.0444&lon=31.2357&peakpower=1&loss=14&angle=80&aspect=45&outputformat=json&raddatabase=PVGIS-SARAH3&pvtechchoice=crystSi&mountingplace=free&usehorizon=1
80 | 225 | 8 | 102.81 | 3.32 | https://re.jrc.ec.europa.eu/api/v5_3/PVcalc?lat=30.0444&lon=31.2357&peakpower=1&loss=14&angle=80&aspect=45&outputformat=json&raddatabase=PVGIS-SARAH3&pvtechchoice=crystSi&mountingplace=free&usehorizon=1
80 | 225 | 9 | 109.37 | 3.65 | https://re.jrc.ec.europa.eu/api/v5_3/PVcalc?lat=30.0444&lon=31.2357&peakpower=1&loss=14&angle=80&aspect=45&outputformat=json&raddatabase=PVGIS-SARAH3&pvtechchoice=crystSi&mountingplace=free&usehorizon=1
80 | 225 | 10 | 112.43 | 3.63 | https://re.jrc.ec.europa.eu/api/v5_3/PVcalc?lat=30.0444&lon=31.2357&peakpower=1&loss=14&angle=80&aspect=45&outputformat=json&raddatabase=PVGIS-SARAH3&pvtechchoice=crystSi&mountingplace=free&usehorizon=1
80 | 225 | 11 | 106.58 | 3.55 | https://re.jrc.ec.europa.eu/api/v5_3/PVcalc?lat=30.0444&lon=31.2357&peakpower=1&loss=14&angle=80&aspect=45&outputformat=json&raddatabase=PVGIS-SARAH3&pvtechchoice=crystSi&mountingplace=free&usehorizon=1
80 | 225 | 12 | 104.31 | 3.36 | https://re.jrc.ec.europa.eu/api/v5_3/PVcalc?lat=30.0444&lon=31.2357&peakpower=1&loss=14&angle=80&aspect=45&outputformat=json&raddatabase=PVGIS-SARAH3&pvtechchoice=crystSi&mountingplace=free&usehorizon=1
80 | 240 | 1 | 86.13 | 2.78 | https://re.jrc.ec.europa.eu/api/v5_3/PVcalc?lat=30.0444&lon=31.2357&peakpower=1&loss=14&angle=80&aspect=60&outputformat=json&raddatabase=PVGIS-SARAH3&pvtechchoice=crystSi&mountingplace=free&usehorizon=1
80 | 240 | 2 | 83.82 | 2.99 | https://re.jrc.ec.europa.eu/api/v5_3/PVcalc?lat=30.0444&lon=31.2357&peakpower=1&loss=14&angle=80&aspect=60&outputformat=json&raddatabase=PVGIS-SARAH3&pvtechchoice=crystSi&mountingplace=free&usehorizon=1
80 | 240 | 3 | 105.82 | 3.41 | https://re.jrc.ec.europa.eu/api/v5_3/PVcalc?lat=30.0444&lon=31.2357&peakpower=1&loss=14&angle=80&aspect=60&outputformat=json&raddatabase=PVGIS-SARAH3&pvtechchoice=crystSi&mountingplace=free&usehorizon=1
80 | 240 | 4 | 101.54 | 3.38 | https://re.jrc.ec.europa.eu/api/v5_3/PVcalc?lat=30.0444&lon=31.2357&peakpower=1&loss=14&angle=80&aspect=60&outputformat=json&raddatabase=PVGIS-SARAH3&pvtechchoice=crystSi&mountingplace=free&usehorizon=1
80 | 240 | 5 | 99.63 | 3.21 | https://re.jrc.ec.europa.eu/api/v5_3/PVcalc?lat=30.0444&lon=31.2357&peakpower=1&loss=14&angle=80&aspect=60&outputformat=json&raddatabase=PVGIS-SARAH3&pvtechchoice=crystSi&mountingplace=free&usehorizon=1
80 | 240 | 6 | 97.86 | 3.26 | https://re.jrc.ec.europa.eu/api/v5_3/PVcalc?lat=30.0444&lon=31.2357&peakpower=1&loss=14&angle=80&aspect=60&outputformat=json&raddatabase=PVGIS-SARAH3&pvtechchoice=crystSi&mountingplace=free&usehorizon=1
80 | 240 | 7 | 103.5 | 3.34 | https://re.jrc.ec.europa.eu/api/v5_3/PVcalc?lat=30.0444&lon=31.2357&peakpower=1&loss=14&angle=80&aspect=60&outputformat=json&raddatabase=PVGIS-SARAH3&pvtechchoice=crystSi&mountingplace=free&usehorizon=1
80 | 240 | 8 | 107.28 | 3.46 | https://re.jrc.ec.europa.eu/api/v5_3/PVcalc?lat=30.0444&lon=31.2357&peakpower=1&loss=14&angle=80&aspect=60&outputformat=json&raddatabase=PVGIS-SARAH3&pvtechchoice=crystSi&mountingplace=free&usehorizon=1
80 | 240 | 9 | 106.05 | 3.53 | https://re.jrc.ec.europa.eu/api/v5_3/PVcalc?lat=30.0444&lon=31.2357&peakpower=1&loss=14&angle=80&aspect=60&outputformat=json&raddatabase=PVGIS-SARAH3&pvtechchoice=crystSi&mountingplace=free&usehorizon=1
80 | 240 | 10 | 102.13 | 3.29 | https://re.jrc.ec.europa.eu/api/v5_3/PVcalc?lat=30.0444&lon=31.2357&peakpower=1&loss=14&angle=80&aspect=60&outputformat=json&raddatabase=PVGIS-SARAH3&pvtechchoice=crystSi&mountingplace=free&usehorizon=1
80 | 240 | 11 | 91.69 | 3.06 | https://re.jrc.ec.europa.eu/api/v5_3/PVcalc?lat=30.0444&lon=31.2357&peakpower=1&loss=14&angle=80&aspect=60&outputformat=json&raddatabase=PVGIS-SARAH3&pvtechchoice=crystSi&mountingplace=free&usehorizon=1
80 | 240 | 12 | 87.05 | 2.81 | https://re.jrc.ec.europa.eu/api/v5_3/PVcalc?lat=30.0444&lon=31.2357&peakpower=1&loss=14&angle=80&aspect=60&outputformat=json&raddatabase=PVGIS-SARAH3&pvtechchoice=crystSi&mountingplace=free&usehorizon=1
80 | 255 | 1 | 70.35 | 2.27 | https://re.jrc.ec.europa.eu/api/v5_3/PVcalc?lat=30.0444&lon=31.2357&peakpower=1&loss=14&angle=80&aspect=75&outputformat=json&raddatabase=PVGIS-SARAH3&pvtechchoice=crystSi&mountingplace=free&usehorizon=1
80 | 255 | 2 | 72.98 | 2.61 | https://re.jrc.ec.europa.eu/api/v5_3/PVcalc?lat=30.0444&lon=31.2357&peakpower=1&loss=14&angle=80&aspect=75&outputformat=json&raddatabase=PVGIS-SARAH3&pvtechchoice=crystSi&mountingplace=free&usehorizon=1
80 | 255 | 3 | 98.18 | 3.17 | https://re.jrc.ec.europa.eu/api/v5_3/PVcalc?lat=30.0444&lon=31.2357&peakpower=1&loss=14&angle=80&aspect=75&outputformat=json&raddatabase=PVGIS-SARAH3&pvtechchoice=crystSi&mountingplace=free&usehorizon=1
80 | 255 | 4 | 99.67 | 3.32 | https://re.jrc.ec.europa.eu/api/v5_3/PVcalc?lat=30.0444&lon=31.2357&peakpower=1&loss=14&angle=80&aspect=75&outputformat=json&raddatabase=PVGIS-SARAH3&pvtechchoice=crystSi&mountingplace=free&usehorizon=1
80 | 255 | 5 | 103.1 | 3.33 | https://re.jrc.ec.europa.eu/api/v5_3/PVcalc?lat=30.0444&lon=31.2357&peakpower=1&loss=14&angle=80&aspect=75&outputformat=json&raddatabase=PVGIS-SARAH3&pvtechchoice=crystSi&mountingplace=free&usehorizon=1
80 | 255 | 6 | 104.97 | 3.5 | https://re.jrc.ec.europa.eu/api/v5_3/PVcalc?lat=30.0444&lon=31.2357&peakpower=1&loss=14&angle=80&aspect=75&outputformat=json&raddatabase=PVGIS-SARAH3&pvtechchoice=crystSi&mountingplace=free&usehorizon=1
80 | 255 | 7 | 109.79 | 3.54 | https://re.jrc.ec.europa.eu/api/v5_3/PVcalc?lat=30.0444&lon=31.2357&peakpower=1&loss=14&angle=80&aspect=75&outputformat=json&raddatabase=PVGIS-SARAH3&pvtechchoice=crystSi&mountingplace=free&usehorizon=1
80 | 255 | 8 | 108.29 | 3.49 | https://re.jrc.ec.europa.eu/api/v5_3/PVcalc?lat=30.0444&lon=31.2357&peakpower=1&loss=14&angle=80&aspect=75&outputformat=json&raddatabase=PVGIS-SARAH3&pvtechchoice=crystSi&mountingplace=free&usehorizon=1
80 | 255 | 9 | 100.45 | 3.35 | https://re.jrc.ec.europa.eu/api/v5_3/PVcalc?lat=30.0444&lon=31.2357&peakpower=1&loss=14&angle=80&aspect=75&outputformat=json&raddatabase=PVGIS-SARAH3&pvtechchoice=crystSi&mountingplace=free&usehorizon=1
80 | 255 | 10 | 90.19 | 2.91 | https://re.jrc.ec.europa.eu/api/v5_3/PVcalc?lat=30.0444&lon=31.2357&peakpower=1&loss=14&angle=80&aspect=75&outputformat=json&raddatabase=PVGIS-SARAH3&pvtechchoice=crystSi&mountingplace=free&usehorizon=1
80 | 255 | 11 | 76.2 | 2.54 | https://re.jrc.ec.europa.eu/api/v5_3/PVcalc?lat=30.0444&lon=31.2357&peakpower=1&loss=14&angle=80&aspect=75&outputformat=json&raddatabase=PVGIS-SARAH3&pvtechchoice=crystSi&mountingplace=free&usehorizon=1
80 | 255 | 12 | 69.88 | 2.25 | https://re.jrc.ec.europa.eu/api/v5_3/PVcalc?lat=30.0444&lon=31.2357&peakpower=1&loss=14&angle=80&aspect=75&outputformat=json&raddatabase=PVGIS-SARAH3&pvtechchoice=crystSi&mountingplace=free&usehorizon=1
80 | 270 | 1 | 54.88 | 1.77 | https://re.jrc.ec.europa.eu/api/v5_3/PVcalc?lat=30.0444&lon=31.2357&peakpower=1&loss=14&angle=80&aspect=90&outputformat=json&raddatabase=PVGIS-SARAH3&pvtechchoice=crystSi&mountingplace=free&usehorizon=1
80 | 270 | 2 | 61.08 | 2.18 | https://re.jrc.ec.europa.eu/api/v5_3/PVcalc?lat=30.0444&lon=31.2357&peakpower=1&loss=14&angle=80&aspect=90&outputformat=json&raddatabase=PVGIS-SARAH3&pvtechchoice=crystSi&mountingplace=free&usehorizon=1
80 | 270 | 3 | 87.6 | 2.83 | https://re.jrc.ec.europa.eu/api/v5_3/PVcalc?lat=30.0444&lon=31.2357&peakpower=1&loss=14&angle=80&aspect=90&outputformat=json&raddatabase=PVGIS-SARAH3&pvtechchoice=crystSi&mountingplace=free&usehorizon=1
80 | 270 | 4 | 93.97 | 3.13 | https://re.jrc.ec.europa.eu/api/v5_3/PVcalc?lat=30.0444&lon=31.2357&peakpower=1&loss=14&angle=80&aspect=90&outputformat=json&raddatabase=PVGIS-SARAH3&pvtechchoice=crystSi&mountingplace=free&usehorizon=1
80 | 270 | 5 | 101.9 | 3.29 | https://re.jrc.ec.europa.eu/api/v5_3/PVcalc?lat=30.0444&lon=31.2357&peakpower=1&loss=14&angle=80&aspect=90&outputformat=json&raddatabase=PVGIS-SARAH3&pvtechchoice=crystSi&mountingplace=free&usehorizon=1
80 | 270 | 6 | 106.8 | 3.56 | https://re.jrc.ec.europa.eu/api/v5_3/PVcalc?lat=30.0444&lon=31.2357&peakpower=1&loss=14&angle=80&aspect=90&outputformat=json&raddatabase=PVGIS-SARAH3&pvtechchoice=crystSi&mountingplace=free&usehorizon=1
80 | 270 | 7 | 110.68 | 3.57 | https://re.jrc.ec.europa.eu/api/v5_3/PVcalc?lat=30.0444&lon=31.2357&peakpower=1&loss=14&angle=80&aspect=90&outputformat=json&raddatabase=PVGIS-SARAH3&pvtechchoice=crystSi&mountingplace=free&usehorizon=1
80 | 270 | 8 | 104.64 | 3.38 | https://re.jrc.ec.europa.eu/api/v5_3/PVcalc?lat=30.0444&lon=31.2357&peakpower=1&loss=14&angle=80&aspect=90&outputformat=json&raddatabase=PVGIS-SARAH3&pvtechchoice=crystSi&mountingplace=free&usehorizon=1
80 | 270 | 9 | 91.2 | 3.04 | https://re.jrc.ec.europa.eu/api/v5_3/PVcalc?lat=30.0444&lon=31.2357&peakpower=1&loss=14&angle=80&aspect=90&outputformat=json&raddatabase=PVGIS-SARAH3&pvtechchoice=crystSi&mountingplace=free&usehorizon=1
80 | 270 | 10 | 77.01 | 2.48 | https://re.jrc.ec.europa.eu/api/v5_3/PVcalc?lat=30.0444&lon=31.2357&peakpower=1&loss=14&angle=80&aspect=90&outputformat=json&raddatabase=PVGIS-SARAH3&pvtechchoice=crystSi&mountingplace=free&usehorizon=1
80 | 270 | 11 | 60.25 | 2.01 | https://re.jrc.ec.europa.eu/api/v5_3/PVcalc?lat=30.0444&lon=31.2357&peakpower=1&loss=14&angle=80&aspect=90&outputformat=json&raddatabase=PVGIS-SARAH3&pvtechchoice=crystSi&mountingplace=free&usehorizon=1
80 | 270 | 12 | 53.21 | 1.72 | https://re.jrc.ec.europa.eu/api/v5_3/PVcalc?lat=30.0444&lon=31.2357&peakpower=1&loss=14&angle=80&aspect=90&outputformat=json&raddatabase=PVGIS-SARAH3&pvtechchoice=crystSi&mountingplace=free&usehorizon=1
80 | 285 | 1 | 40.09 | 1.29 | https://re.jrc.ec.europa.eu/api/v5_3/PVcalc?lat=30.0444&lon=31.2357&peakpower=1&loss=14&angle=80&aspect=105&outputformat=json&raddatabase=PVGIS-SARAH3&pvtechchoice=crystSi&mountingplace=free&usehorizon=1
80 | 285 | 2 | 48.5 | 1.73 | https://re.jrc.ec.europa.eu/api/v5_3/PVcalc?lat=30.0444&lon=31.2357&peakpower=1&loss=14&angle=80&aspect=105&outputformat=json&raddatabase=PVGIS-SARAH3&pvtechchoice=crystSi&mountingplace=free&usehorizon=1
80 | 285 | 3 | 75.44 | 2.43 | https://re.jrc.ec.europa.eu/api/v5_3/PVcalc?lat=30.0444&lon=31.2357&peakpower=1&loss=14&angle=80&aspect=105&outputformat=json&raddatabase=PVGIS-SARAH3&pvtechchoice=crystSi&mountingplace=free&usehorizon=1
80 | 285 | 4 | 86.42 | 2.88 | https://re.jrc.ec.europa.eu/api/v5_3/PVcalc?lat=30.0444&lon=31.2357&peakpower=1&loss=14&angle=80&aspect=105&outputformat=json&raddatabase=PVGIS-SARAH3&pvtechchoice=crystSi&mountingplace=free&usehorizon=1
80 | 285 | 5 | 98.41 | 3.17 | https://re.jrc.ec.europa.eu/api/v5_3/PVcalc?lat=30.0444&lon=31.2357&peakpower=1&loss=14&angle=80&aspect=105&outputformat=json&raddatabase=PVGIS-SARAH3&pvtechchoice=crystSi&mountingplace=free&usehorizon=1
80 | 285 | 6 | 105.51 | 3.52 | https://re.jrc.ec.europa.eu/api/v5_3/PVcalc?lat=30.0444&lon=31.2357&peakpower=1&loss=14&angle=80&aspect=105&outputformat=json&raddatabase=PVGIS-SARAH3&pvtechchoice=crystSi&mountingplace=free&usehorizon=1
80 | 285 | 7 | 108.19 | 3.49 | https://re.jrc.ec.europa.eu/api/v5_3/PVcalc?lat=30.0444&lon=31.2357&peakpower=1&loss=14&angle=80&aspect=105&outputformat=json&raddatabase=PVGIS-SARAH3&pvtechchoice=crystSi&mountingplace=free&usehorizon=1
80 | 285 | 8 | 98.06 | 3.16 | https://re.jrc.ec.europa.eu/api/v5_3/PVcalc?lat=30.0444&lon=31.2357&peakpower=1&loss=14&angle=80&aspect=105&outputformat=json&raddatabase=PVGIS-SARAH3&pvtechchoice=crystSi&mountingplace=free&usehorizon=1
80 | 285 | 9 | 80.4 | 2.68 | https://re.jrc.ec.europa.eu/api/v5_3/PVcalc?lat=30.0444&lon=31.2357&peakpower=1&loss=14&angle=80&aspect=105&outputformat=json&raddatabase=PVGIS-SARAH3&pvtechchoice=crystSi&mountingplace=free&usehorizon=1
80 | 285 | 10 | 62.35 | 2.01 | https://re.jrc.ec.europa.eu/api/v5_3/PVcalc?lat=30.0444&lon=31.2357&peakpower=1&loss=14&angle=80&aspect=105&outputformat=json&raddatabase=PVGIS-SARAH3&pvtechchoice=crystSi&mountingplace=free&usehorizon=1
80 | 285 | 11 | 45.32 | 1.51 | https://re.jrc.ec.europa.eu/api/v5_3/PVcalc?lat=30.0444&lon=31.2357&peakpower=1&loss=14&angle=80&aspect=105&outputformat=json&raddatabase=PVGIS-SARAH3&pvtechchoice=crystSi&mountingplace=free&usehorizon=1
80 | 285 | 12 | 37.66 | 1.21 | https://re.jrc.ec.europa.eu/api/v5_3/PVcalc?lat=30.0444&lon=31.2357&peakpower=1&loss=14&angle=80&aspect=105&outputformat=json&raddatabase=PVGIS-SARAH3&pvtechchoice=crystSi&mountingplace=free&usehorizon=1
80 | 300 | 1 | 27.05 | 0.87 | https://re.jrc.ec.europa.eu/api/v5_3/PVcalc?lat=30.0444&lon=31.2357&peakpower=1&loss=14&angle=80&aspect=120&outputformat=json&raddatabase=PVGIS-SARAH3&pvtechchoice=crystSi&mountingplace=free&usehorizon=1
80 | 300 | 2 | 36.65 | 1.31 | https://re.jrc.ec.europa.eu/api/v5_3/PVcalc?lat=30.0444&lon=31.2357&peakpower=1&loss=14&angle=80&aspect=120&outputformat=json&raddatabase=PVGIS-SARAH3&pvtechchoice=crystSi&mountingplace=free&usehorizon=1
80 | 300 | 3 | 61.23 | 1.98 | https://re.jrc.ec.europa.eu/api/v5_3/PVcalc?lat=30.0444&lon=31.2357&peakpower=1&loss=14&angle=80&aspect=120&outputformat=json&raddatabase=PVGIS-SARAH3&pvtechchoice=crystSi&mountingplace=free&usehorizon=1
80 | 300 | 4 | 75.79 | 2.53 | https://re.jrc.ec.europa.eu/api/v5_3/PVcalc?lat=30.0444&lon=31.2357&peakpower=1&loss=14&angle=80&aspect=120&outputformat=json&raddatabase=PVGIS-SARAH3&pvtechchoice=crystSi&mountingplace=free&usehorizon=1
80 | 300 | 5 | 91.14 | 2.94 | https://re.jrc.ec.europa.eu/api/v5_3/PVcalc?lat=30.0444&lon=31.2357&peakpower=1&loss=14&angle=80&aspect=120&outputformat=json&raddatabase=PVGIS-SARAH3&pvtechchoice=crystSi&mountingplace=free&usehorizon=1
80 | 300 | 6 | 99.83 | 3.33 | https://re.jrc.ec.europa.eu/api/v5_3/PVcalc?lat=30.0444&lon=31.2357&peakpower=1&loss=14&angle=80&aspect=120&outputformat=json&raddatabase=PVGIS-SARAH3&pvtechchoice=crystSi&mountingplace=free&usehorizon=1
80 | 300 | 7 | 101.2 | 3.26 | https://re.jrc.ec.europa.eu/api/v5_3/PVcalc?lat=30.0444&lon=31.2357&peakpower=1&loss=14&angle=80&aspect=120&outputformat=json&raddatabase=PVGIS-SARAH3&pvtechchoice=crystSi&mountingplace=free&usehorizon=1
80 | 300 | 8 | 87.58 | 2.83 | https://re.jrc.ec.europa.eu/api/v5_3/PVcalc?lat=30.0444&lon=31.2357&peakpower=1&loss=14&angle=80&aspect=120&outputformat=json&raddatabase=PVGIS-SARAH3&pvtechchoice=crystSi&mountingplace=free&usehorizon=1
80 | 300 | 9 | 66.59 | 2.22 | https://re.jrc.ec.europa.eu/api/v5_3/PVcalc?lat=30.0444&lon=31.2357&peakpower=1&loss=14&angle=80&aspect=120&outputformat=json&raddatabase=PVGIS-SARAH3&pvtechchoice=crystSi&mountingplace=free&usehorizon=1
80 | 300 | 10 | 46.86 | 1.51 | https://re.jrc.ec.europa.eu/api/v5_3/PVcalc?lat=30.0444&lon=31.2357&peakpower=1&loss=14&angle=80&aspect=120&outputformat=json&raddatabase=PVGIS-SARAH3&pvtechchoice=crystSi&mountingplace=free&usehorizon=1
80 | 300 | 11 | 30.87 | 1.03 | https://re.jrc.ec.europa.eu/api/v5_3/PVcalc?lat=30.0444&lon=31.2357&peakpower=1&loss=14&angle=80&aspect=120&outputformat=json&raddatabase=PVGIS-SARAH3&pvtechchoice=crystSi&mountingplace=free&usehorizon=1
80 | 300 | 12 | 24.56 | 0.79 | https://re.jrc.ec.europa.eu/api/v5_3/PVcalc?lat=30.0444&lon=31.2357&peakpower=1&loss=14&angle=80&aspect=120&outputformat=json&raddatabase=PVGIS-SARAH3&pvtechchoice=crystSi&mountingplace=free&usehorizon=1
80 | 315 | 1 | 17.62 | 0.57 | https://re.jrc.ec.europa.eu/api/v5_3/PVcalc?lat=30.0444&lon=31.2357&peakpower=1&loss=14&angle=80&aspect=135&outputformat=json&raddatabase=PVGIS-SARAH3&pvtechchoice=crystSi&mountingplace=free&usehorizon=1
80 | 315 | 2 | 25.8 | 0.92 | https://re.jrc.ec.europa.eu/api/v5_3/PVcalc?lat=30.0444&lon=31.2357&peakpower=1&loss=14&angle=80&aspect=135&outputformat=json&raddatabase=PVGIS-SARAH3&pvtechchoice=crystSi&mountingplace=free&usehorizon=1
80 | 315 | 3 | 46.47 | 1.5 | https://re.jrc.ec.europa.eu/api/v5_3/PVcalc?lat=30.0444&lon=31.2357&peakpower=1&loss=14&angle=80&aspect=135&outputformat=json&raddatabase=PVGIS-SARAH3&pvtechchoice=crystSi&mountingplace=free&usehorizon=1
80 | 315 | 4 | 62.61 | 2.09 | https://re.jrc.ec.europa.eu/api/v5_3/PVcalc?lat=30.0444&lon=31.2357&peakpower=1&loss=14&angle=80&aspect=135&outputformat=json&raddatabase=PVGIS-SARAH3&pvtechchoice=crystSi&mountingplace=free&usehorizon=1
80 | 315 | 5 | 80.44 | 2.59 | https://re.jrc.ec.europa.eu/api/v5_3/PVcalc?lat=30.0444&lon=31.2357&peakpower=1&loss=14&angle=80&aspect=135&outputformat=json&raddatabase=PVGIS-SARAH3&pvtechchoice=crystSi&mountingplace=free&usehorizon=1
80 | 315 | 6 | 89.94 | 3 | https://re.jrc.ec.europa.eu/api/v5_3/PVcalc?lat=30.0444&lon=31.2357&peakpower=1&loss=14&angle=80&aspect=135&outputformat=json&raddatabase=PVGIS-SARAH3&pvtechchoice=crystSi&mountingplace=free&usehorizon=1
80 | 315 | 7 | 89.94 | 2.9 | https://re.jrc.ec.europa.eu/api/v5_3/PVcalc?lat=30.0444&lon=31.2357&peakpower=1&loss=14&angle=80&aspect=135&outputformat=json&raddatabase=PVGIS-SARAH3&pvtechchoice=crystSi&mountingplace=free&usehorizon=1
80 | 315 | 8 | 73.34 | 2.37 | https://re.jrc.ec.europa.eu/api/v5_3/PVcalc?lat=30.0444&lon=31.2357&peakpower=1&loss=14&angle=80&aspect=135&outputformat=json&raddatabase=PVGIS-SARAH3&pvtechchoice=crystSi&mountingplace=free&usehorizon=1
80 | 315 | 9 | 51.26 | 1.71 | https://re.jrc.ec.europa.eu/api/v5_3/PVcalc?lat=30.0444&lon=31.2357&peakpower=1&loss=14&angle=80&aspect=135&outputformat=json&raddatabase=PVGIS-SARAH3&pvtechchoice=crystSi&mountingplace=free&usehorizon=1
80 | 315 | 10 | 32.39 | 1.04 | https://re.jrc.ec.europa.eu/api/v5_3/PVcalc?lat=30.0444&lon=31.2357&peakpower=1&loss=14&angle=80&aspect=135&outputformat=json&raddatabase=PVGIS-SARAH3&pvtechchoice=crystSi&mountingplace=free&usehorizon=1
80 | 315 | 11 | 19.39 | 0.65 | https://re.jrc.ec.europa.eu/api/v5_3/PVcalc?lat=30.0444&lon=31.2357&peakpower=1&loss=14&angle=80&aspect=135&outputformat=json&raddatabase=PVGIS-SARAH3&pvtechchoice=crystSi&mountingplace=free&usehorizon=1
80 | 315 | 12 | 15.62 | 0.5 | https://re.jrc.ec.europa.eu/api/v5_3/PVcalc?lat=30.0444&lon=31.2357&peakpower=1&loss=14&angle=80&aspect=135&outputformat=json&raddatabase=PVGIS-SARAH3&pvtechchoice=crystSi&mountingplace=free&usehorizon=1
80 | 330 | 1 | 13.72 | 0.44 | https://re.jrc.ec.europa.eu/api/v5_3/PVcalc?lat=30.0444&lon=31.2357&peakpower=1&loss=14&angle=80&aspect=150&outputformat=json&raddatabase=PVGIS-SARAH3&pvtechchoice=crystSi&mountingplace=free&usehorizon=1
80 | 330 | 2 | 18.2 | 0.65 | https://re.jrc.ec.europa.eu/api/v5_3/PVcalc?lat=30.0444&lon=31.2357&peakpower=1&loss=14&angle=80&aspect=150&outputformat=json&raddatabase=PVGIS-SARAH3&pvtechchoice=crystSi&mountingplace=free&usehorizon=1
80 | 330 | 3 | 32.44 | 1.05 | https://re.jrc.ec.europa.eu/api/v5_3/PVcalc?lat=30.0444&lon=31.2357&peakpower=1&loss=14&angle=80&aspect=150&outputformat=json&raddatabase=PVGIS-SARAH3&pvtechchoice=crystSi&mountingplace=free&usehorizon=1
80 | 330 | 4 | 47.97 | 1.6 | https://re.jrc.ec.europa.eu/api/v5_3/PVcalc?lat=30.0444&lon=31.2357&peakpower=1&loss=14&angle=80&aspect=150&outputformat=json&raddatabase=PVGIS-SARAH3&pvtechchoice=crystSi&mountingplace=free&usehorizon=1
80 | 330 | 5 | 66.61 | 2.15 | https://re.jrc.ec.europa.eu/api/v5_3/PVcalc?lat=30.0444&lon=31.2357&peakpower=1&loss=14&angle=80&aspect=150&outputformat=json&raddatabase=PVGIS-SARAH3&pvtechchoice=crystSi&mountingplace=free&usehorizon=1
80 | 330 | 6 | 76.15 | 2.54 | https://re.jrc.ec.europa.eu/api/v5_3/PVcalc?lat=30.0444&lon=31.2357&peakpower=1&loss=14&angle=80&aspect=150&outputformat=json&raddatabase=PVGIS-SARAH3&pvtechchoice=crystSi&mountingplace=free&usehorizon=1
80 | 330 | 7 | 74.8 | 2.41 | https://re.jrc.ec.europa.eu/api/v5_3/PVcalc?lat=30.0444&lon=31.2357&peakpower=1&loss=14&angle=80&aspect=150&outputformat=json&raddatabase=PVGIS-SARAH3&pvtechchoice=crystSi&mountingplace=free&usehorizon=1
80 | 330 | 8 | 56.48 | 1.82 | https://re.jrc.ec.europa.eu/api/v5_3/PVcalc?lat=30.0444&lon=31.2357&peakpower=1&loss=14&angle=80&aspect=150&outputformat=json&raddatabase=PVGIS-SARAH3&pvtechchoice=crystSi&mountingplace=free&usehorizon=1
80 | 330 | 9 | 35.45 | 1.18 | https://re.jrc.ec.europa.eu/api/v5_3/PVcalc?lat=30.0444&lon=31.2357&peakpower=1&loss=14&angle=80&aspect=150&outputformat=json&raddatabase=PVGIS-SARAH3&pvtechchoice=crystSi&mountingplace=free&usehorizon=1
80 | 330 | 10 | 21.01 | 0.68 | https://re.jrc.ec.europa.eu/api/v5_3/PVcalc?lat=30.0444&lon=31.2357&peakpower=1&loss=14&angle=80&aspect=150&outputformat=json&raddatabase=PVGIS-SARAH3&pvtechchoice=crystSi&mountingplace=free&usehorizon=1
80 | 330 | 11 | 13.61 | 0.45 | https://re.jrc.ec.europa.eu/api/v5_3/PVcalc?lat=30.0444&lon=31.2357&peakpower=1&loss=14&angle=80&aspect=150&outputformat=json&raddatabase=PVGIS-SARAH3&pvtechchoice=crystSi&mountingplace=free&usehorizon=1
80 | 330 | 12 | 12.56 | 0.41 | https://re.jrc.ec.europa.eu/api/v5_3/PVcalc?lat=30.0444&lon=31.2357&peakpower=1&loss=14&angle=80&aspect=150&outputformat=json&raddatabase=PVGIS-SARAH3&pvtechchoice=crystSi&mountingplace=free&usehorizon=1
80 | 345 | 1 | 13.58 | 0.44 | https://re.jrc.ec.europa.eu/api/v5_3/PVcalc?lat=30.0444&lon=31.2357&peakpower=1&loss=14&angle=80&aspect=165&outputformat=json&raddatabase=PVGIS-SARAH3&pvtechchoice=crystSi&mountingplace=free&usehorizon=1
80 | 345 | 2 | 15.91 | 0.57 | https://re.jrc.ec.europa.eu/api/v5_3/PVcalc?lat=30.0444&lon=31.2357&peakpower=1&loss=14&angle=80&aspect=165&outputformat=json&raddatabase=PVGIS-SARAH3&pvtechchoice=crystSi&mountingplace=free&usehorizon=1
80 | 345 | 3 | 22.72 | 0.73 | https://re.jrc.ec.europa.eu/api/v5_3/PVcalc?lat=30.0444&lon=31.2357&peakpower=1&loss=14&angle=80&aspect=165&outputformat=json&raddatabase=PVGIS-SARAH3&pvtechchoice=crystSi&mountingplace=free&usehorizon=1
80 | 345 | 4 | 33.54 | 1.12 | https://re.jrc.ec.europa.eu/api/v5_3/PVcalc?lat=30.0444&lon=31.2357&peakpower=1&loss=14&angle=80&aspect=165&outputformat=json&raddatabase=PVGIS-SARAH3&pvtechchoice=crystSi&mountingplace=free&usehorizon=1
80 | 345 | 5 | 50.94 | 1.64 | https://re.jrc.ec.europa.eu/api/v5_3/PVcalc?lat=30.0444&lon=31.2357&peakpower=1&loss=14&angle=80&aspect=165&outputformat=json&raddatabase=PVGIS-SARAH3&pvtechchoice=crystSi&mountingplace=free&usehorizon=1
80 | 345 | 6 | 62.2 | 2.07 | https://re.jrc.ec.europa.eu/api/v5_3/PVcalc?lat=30.0444&lon=31.2357&peakpower=1&loss=14&angle=80&aspect=165&outputformat=json&raddatabase=PVGIS-SARAH3&pvtechchoice=crystSi&mountingplace=free&usehorizon=1
80 | 345 | 7 | 57.58 | 1.86 | https://re.jrc.ec.europa.eu/api/v5_3/PVcalc?lat=30.0444&lon=31.2357&peakpower=1&loss=14&angle=80&aspect=165&outputformat=json&raddatabase=PVGIS-SARAH3&pvtechchoice=crystSi&mountingplace=free&usehorizon=1
80 | 345 | 8 | 38.34 | 1.24 | https://re.jrc.ec.europa.eu/api/v5_3/PVcalc?lat=30.0444&lon=31.2357&peakpower=1&loss=14&angle=80&aspect=165&outputformat=json&raddatabase=PVGIS-SARAH3&pvtechchoice=crystSi&mountingplace=free&usehorizon=1
80 | 345 | 9 | 22.35 | 0.75 | https://re.jrc.ec.europa.eu/api/v5_3/PVcalc?lat=30.0444&lon=31.2357&peakpower=1&loss=14&angle=80&aspect=165&outputformat=json&raddatabase=PVGIS-SARAH3&pvtechchoice=crystSi&mountingplace=free&usehorizon=1
80 | 345 | 10 | 16.13 | 0.52 | https://re.jrc.ec.europa.eu/api/v5_3/PVcalc?lat=30.0444&lon=31.2357&peakpower=1&loss=14&angle=80&aspect=165&outputformat=json&raddatabase=PVGIS-SARAH3&pvtechchoice=crystSi&mountingplace=free&usehorizon=1
80 | 345 | 11 | 13.02 | 0.43 | https://re.jrc.ec.europa.eu/api/v5_3/PVcalc?lat=30.0444&lon=31.2357&peakpower=1&loss=14&angle=80&aspect=165&outputformat=json&raddatabase=PVGIS-SARAH3&pvtechchoice=crystSi&mountingplace=free&usehorizon=1
80 | 345 | 12 | 12.54 | 0.4 | https://re.jrc.ec.europa.eu/api/v5_3/PVcalc?lat=30.0444&lon=31.2357&peakpower=1&loss=14&angle=80&aspect=165&outputformat=json&raddatabase=PVGIS-SARAH3&pvtechchoice=crystSi&mountingplace=free&usehorizon=1
80 | 360 | 1 | 13.58 | 0.44 | https://re.jrc.ec.europa.eu/api/v5_3/PVcalc?lat=30.0444&lon=31.2357&peakpower=1&loss=14&angle=80&aspect=180&outputformat=json&raddatabase=PVGIS-SARAH3&pvtechchoice=crystSi&mountingplace=free&usehorizon=1
80 | 360 | 2 | 15.87 | 0.57 | https://re.jrc.ec.europa.eu/api/v5_3/PVcalc?lat=30.0444&lon=31.2357&peakpower=1&loss=14&angle=80&aspect=180&outputformat=json&raddatabase=PVGIS-SARAH3&pvtechchoice=crystSi&mountingplace=free&usehorizon=1
80 | 360 | 3 | 20.34 | 0.66 | https://re.jrc.ec.europa.eu/api/v5_3/PVcalc?lat=30.0444&lon=31.2357&peakpower=1&loss=14&angle=80&aspect=180&outputformat=json&raddatabase=PVGIS-SARAH3&pvtechchoice=crystSi&mountingplace=free&usehorizon=1
80 | 360 | 4 | 25.09 | 0.84 | https://re.jrc.ec.europa.eu/api/v5_3/PVcalc?lat=30.0444&lon=31.2357&peakpower=1&loss=14&angle=80&aspect=180&outputformat=json&raddatabase=PVGIS-SARAH3&pvtechchoice=crystSi&mountingplace=free&usehorizon=1
80 | 360 | 5 | 44.05 | 1.42 | https://re.jrc.ec.europa.eu/api/v5_3/PVcalc?lat=30.0444&lon=31.2357&peakpower=1&loss=14&angle=80&aspect=180&outputformat=json&raddatabase=PVGIS-SARAH3&pvtechchoice=crystSi&mountingplace=free&usehorizon=1
80 | 360 | 6 | 56.74 | 1.89 | https://re.jrc.ec.europa.eu/api/v5_3/PVcalc?lat=30.0444&lon=31.2357&peakpower=1&loss=14&angle=80&aspect=180&outputformat=json&raddatabase=PVGIS-SARAH3&pvtechchoice=crystSi&mountingplace=free&usehorizon=1
80 | 360 | 7 | 49.55 | 1.6 | https://re.jrc.ec.europa.eu/api/v5_3/PVcalc?lat=30.0444&lon=31.2357&peakpower=1&loss=14&angle=80&aspect=180&outputformat=json&raddatabase=PVGIS-SARAH3&pvtechchoice=crystSi&mountingplace=free&usehorizon=1
80 | 360 | 8 | 26.5 | 0.85 | https://re.jrc.ec.europa.eu/api/v5_3/PVcalc?lat=30.0444&lon=31.2357&peakpower=1&loss=14&angle=80&aspect=180&outputformat=json&raddatabase=PVGIS-SARAH3&pvtechchoice=crystSi&mountingplace=free&usehorizon=1
80 | 360 | 9 | 17.12 | 0.57 | https://re.jrc.ec.europa.eu/api/v5_3/PVcalc?lat=30.0444&lon=31.2357&peakpower=1&loss=14&angle=80&aspect=180&outputformat=json&raddatabase=PVGIS-SARAH3&pvtechchoice=crystSi&mountingplace=free&usehorizon=1
80 | 360 | 10 | 15.8 | 0.51 | https://re.jrc.ec.europa.eu/api/v5_3/PVcalc?lat=30.0444&lon=31.2357&peakpower=1&loss=14&angle=80&aspect=180&outputformat=json&raddatabase=PVGIS-SARAH3&pvtechchoice=crystSi&mountingplace=free&usehorizon=1
80 | 360 | 11 | 13.02 | 0.43 | https://re.jrc.ec.europa.eu/api/v5_3/PVcalc?lat=30.0444&lon=31.2357&peakpower=1&loss=14&angle=80&aspect=180&outputformat=json&raddatabase=PVGIS-SARAH3&pvtechchoice=crystSi&mountingplace=free&usehorizon=1
80 | 360 | 12 | 12.54 | 0.4 | https://re.jrc.ec.europa.eu/api/v5_3/PVcalc?lat=30.0444&lon=31.2357&peakpower=1&loss=14&angle=80&aspect=180&outputformat=json&raddatabase=PVGIS-SARAH3&pvtechchoice=crystSi&mountingplace=free&usehorizon=1
85 | 0 | 1 | 12.38 | 0.4 | https://re.jrc.ec.europa.eu/api/v5_3/PVcalc?lat=30.0444&lon=31.2357&peakpower=1&loss=14&angle=85&aspect=-180&outputformat=json&raddatabase=PVGIS-SARAH3&pvtechchoice=crystSi&mountingplace=free&usehorizon=1
85 | 0 | 2 | 14.49 | 0.52 | https://re.jrc.ec.europa.eu/api/v5_3/PVcalc?lat=30.0444&lon=31.2357&peakpower=1&loss=14&angle=85&aspect=-180&outputformat=json&raddatabase=PVGIS-SARAH3&pvtechchoice=crystSi&mountingplace=free&usehorizon=1
85 | 0 | 3 | 18.6 | 0.6 | https://re.jrc.ec.europa.eu/api/v5_3/PVcalc?lat=30.0444&lon=31.2357&peakpower=1&loss=14&angle=85&aspect=-180&outputformat=json&raddatabase=PVGIS-SARAH3&pvtechchoice=crystSi&mountingplace=free&usehorizon=1
85 | 0 | 4 | 22.22 | 0.74 | https://re.jrc.ec.europa.eu/api/v5_3/PVcalc?lat=30.0444&lon=31.2357&peakpower=1&loss=14&angle=85&aspect=-180&outputformat=json&raddatabase=PVGIS-SARAH3&pvtechchoice=crystSi&mountingplace=free&usehorizon=1
85 | 0 | 5 | 34.47 | 1.11 | https://re.jrc.ec.europa.eu/api/v5_3/PVcalc?lat=30.0444&lon=31.2357&peakpower=1&loss=14&angle=85&aspect=-180&outputformat=json&raddatabase=PVGIS-SARAH3&pvtechchoice=crystSi&mountingplace=free&usehorizon=1
85 | 0 | 6 | 43.36 | 1.45 | https://re.jrc.ec.europa.eu/api/v5_3/PVcalc?lat=30.0444&lon=31.2357&peakpower=1&loss=14&angle=85&aspect=-180&outputformat=json&raddatabase=PVGIS-SARAH3&pvtechchoice=crystSi&mountingplace=free&usehorizon=1
85 | 0 | 7 | 37.5 | 1.21 | https://re.jrc.ec.europa.eu/api/v5_3/PVcalc?lat=30.0444&lon=31.2357&peakpower=1&loss=14&angle=85&aspect=-180&outputformat=json&raddatabase=PVGIS-SARAH3&pvtechchoice=crystSi&mountingplace=free&usehorizon=1
85 | 0 | 8 | 22.19 | 0.72 | https://re.jrc.ec.europa.eu/api/v5_3/PVcalc?lat=30.0444&lon=31.2357&peakpower=1&loss=14&angle=85&aspect=-180&outputformat=json&raddatabase=PVGIS-SARAH3&pvtechchoice=crystSi&mountingplace=free&usehorizon=1
85 | 0 | 9 | 15.53 | 0.52 | https://re.jrc.ec.europa.eu/api/v5_3/PVcalc?lat=30.0444&lon=31.2357&peakpower=1&loss=14&angle=85&aspect=-180&outputformat=json&raddatabase=PVGIS-SARAH3&pvtechchoice=crystSi&mountingplace=free&usehorizon=1
85 | 0 | 10 | 14.42 | 0.47 | https://re.jrc.ec.europa.eu/api/v5_3/PVcalc?lat=30.0444&lon=31.2357&peakpower=1&loss=14&angle=85&aspect=-180&outputformat=json&raddatabase=PVGIS-SARAH3&pvtechchoice=crystSi&mountingplace=free&usehorizon=1
85 | 0 | 11 | 11.87 | 0.4 | https://re.jrc.ec.europa.eu/api/v5_3/PVcalc?lat=30.0444&lon=31.2357&peakpower=1&loss=14&angle=85&aspect=-180&outputformat=json&raddatabase=PVGIS-SARAH3&pvtechchoice=crystSi&mountingplace=free&usehorizon=1
85 | 0 | 12 | 11.42 | 0.37 | https://re.jrc.ec.europa.eu/api/v5_3/PVcalc?lat=30.0444&lon=31.2357&peakpower=1&loss=14&angle=85&aspect=-180&outputformat=json&raddatabase=PVGIS-SARAH3&pvtechchoice=crystSi&mountingplace=free&usehorizon=1
85 | 15 | 1 | 12.38 | 0.4 | https://re.jrc.ec.europa.eu/api/v5_3/PVcalc?lat=30.0444&lon=31.2357&peakpower=1&loss=14&angle=85&aspect=-165&outputformat=json&raddatabase=PVGIS-SARAH3&pvtechchoice=crystSi&mountingplace=free&usehorizon=1
85 | 15 | 2 | 14.52 | 0.52 | https://re.jrc.ec.europa.eu/api/v5_3/PVcalc?lat=30.0444&lon=31.2357&peakpower=1&loss=14&angle=85&aspect=-165&outputformat=json&raddatabase=PVGIS-SARAH3&pvtechchoice=crystSi&mountingplace=free&usehorizon=1
85 | 15 | 3 | 20 | 0.65 | https://re.jrc.ec.europa.eu/api/v5_3/PVcalc?lat=30.0444&lon=31.2357&peakpower=1&loss=14&angle=85&aspect=-165&outputformat=json&raddatabase=PVGIS-SARAH3&pvtechchoice=crystSi&mountingplace=free&usehorizon=1
85 | 15 | 4 | 27.79 | 0.93 | https://re.jrc.ec.europa.eu/api/v5_3/PVcalc?lat=30.0444&lon=31.2357&peakpower=1&loss=14&angle=85&aspect=-165&outputformat=json&raddatabase=PVGIS-SARAH3&pvtechchoice=crystSi&mountingplace=free&usehorizon=1
85 | 15 | 5 | 40.89 | 1.32 | https://re.jrc.ec.europa.eu/api/v5_3/PVcalc?lat=30.0444&lon=31.2357&peakpower=1&loss=14&angle=85&aspect=-165&outputformat=json&raddatabase=PVGIS-SARAH3&pvtechchoice=crystSi&mountingplace=free&usehorizon=1
85 | 15 | 6 | 46.28 | 1.54 | https://re.jrc.ec.europa.eu/api/v5_3/PVcalc?lat=30.0444&lon=31.2357&peakpower=1&loss=14&angle=85&aspect=-165&outputformat=json&raddatabase=PVGIS-SARAH3&pvtechchoice=crystSi&mountingplace=free&usehorizon=1
85 | 15 | 7 | 41.14 | 1.33 | https://re.jrc.ec.europa.eu/api/v5_3/PVcalc?lat=30.0444&lon=31.2357&peakpower=1&loss=14&angle=85&aspect=-165&outputformat=json&raddatabase=PVGIS-SARAH3&pvtechchoice=crystSi&mountingplace=free&usehorizon=1
85 | 15 | 8 | 28.82 | 0.93 | https://re.jrc.ec.europa.eu/api/v5_3/PVcalc?lat=30.0444&lon=31.2357&peakpower=1&loss=14&angle=85&aspect=-165&outputformat=json&raddatabase=PVGIS-SARAH3&pvtechchoice=crystSi&mountingplace=free&usehorizon=1
85 | 15 | 9 | 17.91 | 0.6 | https://re.jrc.ec.europa.eu/api/v5_3/PVcalc?lat=30.0444&lon=31.2357&peakpower=1&loss=14&angle=85&aspect=-165&outputformat=json&raddatabase=PVGIS-SARAH3&pvtechchoice=crystSi&mountingplace=free&usehorizon=1
85 | 15 | 10 | 14.54 | 0.47 | https://re.jrc.ec.europa.eu/api/v5_3/PVcalc?lat=30.0444&lon=31.2357&peakpower=1&loss=14&angle=85&aspect=-165&outputformat=json&raddatabase=PVGIS-SARAH3&pvtechchoice=crystSi&mountingplace=free&usehorizon=1
85 | 15 | 11 | 11.87 | 0.4 | https://re.jrc.ec.europa.eu/api/v5_3/PVcalc?lat=30.0444&lon=31.2357&peakpower=1&loss=14&angle=85&aspect=-165&outputformat=json&raddatabase=PVGIS-SARAH3&pvtechchoice=crystSi&mountingplace=free&usehorizon=1
85 | 15 | 12 | 11.42 | 0.37 | https://re.jrc.ec.europa.eu/api/v5_3/PVcalc?lat=30.0444&lon=31.2357&peakpower=1&loss=14&angle=85&aspect=-165&outputformat=json&raddatabase=PVGIS-SARAH3&pvtechchoice=crystSi&mountingplace=free&usehorizon=1
85 | 30 | 1 | 12.47 | 0.4 | https://re.jrc.ec.europa.eu/api/v5_3/PVcalc?lat=30.0444&lon=31.2357&peakpower=1&loss=14&angle=85&aspect=-150&outputformat=json&raddatabase=PVGIS-SARAH3&pvtechchoice=crystSi&mountingplace=free&usehorizon=1
85 | 30 | 2 | 16.37 | 0.58 | https://re.jrc.ec.europa.eu/api/v5_3/PVcalc?lat=30.0444&lon=31.2357&peakpower=1&loss=14&angle=85&aspect=-150&outputformat=json&raddatabase=PVGIS-SARAH3&pvtechchoice=crystSi&mountingplace=free&usehorizon=1
85 | 30 | 3 | 27.13 | 0.88 | https://re.jrc.ec.europa.eu/api/v5_3/PVcalc?lat=30.0444&lon=31.2357&peakpower=1&loss=14&angle=85&aspect=-150&outputformat=json&raddatabase=PVGIS-SARAH3&pvtechchoice=crystSi&mountingplace=free&usehorizon=1
85 | 30 | 4 | 39.51 | 1.32 | https://re.jrc.ec.europa.eu/api/v5_3/PVcalc?lat=30.0444&lon=31.2357&peakpower=1&loss=14&angle=85&aspect=-150&outputformat=json&raddatabase=PVGIS-SARAH3&pvtechchoice=crystSi&mountingplace=free&usehorizon=1
85 | 30 | 5 | 55.14 | 1.78 | https://re.jrc.ec.europa.eu/api/v5_3/PVcalc?lat=30.0444&lon=31.2357&peakpower=1&loss=14&angle=85&aspect=-150&outputformat=json&raddatabase=PVGIS-SARAH3&pvtechchoice=crystSi&mountingplace=free&usehorizon=1
85 | 30 | 6 | 59.12 | 1.97 | https://re.jrc.ec.europa.eu/api/v5_3/PVcalc?lat=30.0444&lon=31.2357&peakpower=1&loss=14&angle=85&aspect=-150&outputformat=json&raddatabase=PVGIS-SARAH3&pvtechchoice=crystSi&mountingplace=free&usehorizon=1
85 | 30 | 7 | 55.17 | 1.78 | https://re.jrc.ec.europa.eu/api/v5_3/PVcalc?lat=30.0444&lon=31.2357&peakpower=1&loss=14&angle=85&aspect=-150&outputformat=json&raddatabase=PVGIS-SARAH3&pvtechchoice=crystSi&mountingplace=free&usehorizon=1
85 | 30 | 8 | 42.7 | 1.38 | https://re.jrc.ec.europa.eu/api/v5_3/PVcalc?lat=30.0444&lon=31.2357&peakpower=1&loss=14&angle=85&aspect=-150&outputformat=json&raddatabase=PVGIS-SARAH3&pvtechchoice=crystSi&mountingplace=free&usehorizon=1
85 | 30 | 9 | 26.62 | 0.89 | https://re.jrc.ec.europa.eu/api/v5_3/PVcalc?lat=30.0444&lon=31.2357&peakpower=1&loss=14&angle=85&aspect=-150&outputformat=json&raddatabase=PVGIS-SARAH3&pvtechchoice=crystSi&mountingplace=free&usehorizon=1
85 | 30 | 10 | 17.92 | 0.58 | https://re.jrc.ec.europa.eu/api/v5_3/PVcalc?lat=30.0444&lon=31.2357&peakpower=1&loss=14&angle=85&aspect=-150&outputformat=json&raddatabase=PVGIS-SARAH3&pvtechchoice=crystSi&mountingplace=free&usehorizon=1
85 | 30 | 11 | 12.33 | 0.41 | https://re.jrc.ec.europa.eu/api/v5_3/PVcalc?lat=30.0444&lon=31.2357&peakpower=1&loss=14&angle=85&aspect=-150&outputformat=json&raddatabase=PVGIS-SARAH3&pvtechchoice=crystSi&mountingplace=free&usehorizon=1
85 | 30 | 12 | 11.49 | 0.37 | https://re.jrc.ec.europa.eu/api/v5_3/PVcalc?lat=30.0444&lon=31.2357&peakpower=1&loss=14&angle=85&aspect=-150&outputformat=json&raddatabase=PVGIS-SARAH3&pvtechchoice=crystSi&mountingplace=free&usehorizon=1
85 | 45 | 1 | 16.04 | 0.52 | https://re.jrc.ec.europa.eu/api/v5_3/PVcalc?lat=30.0444&lon=31.2357&peakpower=1&loss=14&angle=85&aspect=-135&outputformat=json&raddatabase=PVGIS-SARAH3&pvtechchoice=crystSi&mountingplace=free&usehorizon=1
85 | 45 | 2 | 23.51 | 0.84 | https://re.jrc.ec.europa.eu/api/v5_3/PVcalc?lat=30.0444&lon=31.2357&peakpower=1&loss=14&angle=85&aspect=-135&outputformat=json&raddatabase=PVGIS-SARAH3&pvtechchoice=crystSi&mountingplace=free&usehorizon=1
85 | 45 | 3 | 39.05 | 1.26 | https://re.jrc.ec.europa.eu/api/v5_3/PVcalc?lat=30.0444&lon=31.2357&peakpower=1&loss=14&angle=85&aspect=-135&outputformat=json&raddatabase=PVGIS-SARAH3&pvtechchoice=crystSi&mountingplace=free&usehorizon=1
85 | 45 | 4 | 52.14 | 1.74 | https://re.jrc.ec.europa.eu/api/v5_3/PVcalc?lat=30.0444&lon=31.2357&peakpower=1&loss=14&angle=85&aspect=-135&outputformat=json&raddatabase=PVGIS-SARAH3&pvtechchoice=crystSi&mountingplace=free&usehorizon=1
85 | 45 | 5 | 68.12 | 2.2 | https://re.jrc.ec.europa.eu/api/v5_3/PVcalc?lat=30.0444&lon=31.2357&peakpower=1&loss=14&angle=85&aspect=-135&outputformat=json&raddatabase=PVGIS-SARAH3&pvtechchoice=crystSi&mountingplace=free&usehorizon=1
85 | 45 | 6 | 71.2 | 2.37 | https://re.jrc.ec.europa.eu/api/v5_3/PVcalc?lat=30.0444&lon=31.2357&peakpower=1&loss=14&angle=85&aspect=-135&outputformat=json&raddatabase=PVGIS-SARAH3&pvtechchoice=crystSi&mountingplace=free&usehorizon=1
85 | 45 | 7 | 67.74 | 2.19 | https://re.jrc.ec.europa.eu/api/v5_3/PVcalc?lat=30.0444&lon=31.2357&peakpower=1&loss=14&angle=85&aspect=-135&outputformat=json&raddatabase=PVGIS-SARAH3&pvtechchoice=crystSi&mountingplace=free&usehorizon=1
85 | 45 | 8 | 56.77 | 1.83 | https://re.jrc.ec.europa.eu/api/v5_3/PVcalc?lat=30.0444&lon=31.2357&peakpower=1&loss=14&angle=85&aspect=-135&outputformat=json&raddatabase=PVGIS-SARAH3&pvtechchoice=crystSi&mountingplace=free&usehorizon=1
85 | 45 | 9 | 38.9 | 1.3 | https://re.jrc.ec.europa.eu/api/v5_3/PVcalc?lat=30.0444&lon=31.2357&peakpower=1&loss=14&angle=85&aspect=-135&outputformat=json&raddatabase=PVGIS-SARAH3&pvtechchoice=crystSi&mountingplace=free&usehorizon=1
85 | 45 | 10 | 27.38 | 0.88 | https://re.jrc.ec.europa.eu/api/v5_3/PVcalc?lat=30.0444&lon=31.2357&peakpower=1&loss=14&angle=85&aspect=-135&outputformat=json&raddatabase=PVGIS-SARAH3&pvtechchoice=crystSi&mountingplace=free&usehorizon=1
85 | 45 | 11 | 17.35 | 0.58 | https://re.jrc.ec.europa.eu/api/v5_3/PVcalc?lat=30.0444&lon=31.2357&peakpower=1&loss=14&angle=85&aspect=-135&outputformat=json&raddatabase=PVGIS-SARAH3&pvtechchoice=crystSi&mountingplace=free&usehorizon=1
85 | 45 | 12 | 13.95 | 0.45 | https://re.jrc.ec.europa.eu/api/v5_3/PVcalc?lat=30.0444&lon=31.2357&peakpower=1&loss=14&angle=85&aspect=-135&outputformat=json&raddatabase=PVGIS-SARAH3&pvtechchoice=crystSi&mountingplace=free&usehorizon=1
85 | 60 | 1 | 25.54 | 0.82 | https://re.jrc.ec.europa.eu/api/v5_3/PVcalc?lat=30.0444&lon=31.2357&peakpower=1&loss=14&angle=85&aspect=-120&outputformat=json&raddatabase=PVGIS-SARAH3&pvtechchoice=crystSi&mountingplace=free&usehorizon=1
85 | 60 | 2 | 34.64 | 1.24 | https://re.jrc.ec.europa.eu/api/v5_3/PVcalc?lat=30.0444&lon=31.2357&peakpower=1&loss=14&angle=85&aspect=-120&outputformat=json&raddatabase=PVGIS-SARAH3&pvtechchoice=crystSi&mountingplace=free&usehorizon=1
85 | 60 | 3 | 52.56 | 1.7 | https://re.jrc.ec.europa.eu/api/v5_3/PVcalc?lat=30.0444&lon=31.2357&peakpower=1&loss=14&angle=85&aspect=-120&outputformat=json&raddatabase=PVGIS-SARAH3&pvtechchoice=crystSi&mountingplace=free&usehorizon=1
85 | 60 | 4 | 64.3 | 2.14 | https://re.jrc.ec.europa.eu/api/v5_3/PVcalc?lat=30.0444&lon=31.2357&peakpower=1&loss=14&angle=85&aspect=-120&outputformat=json&raddatabase=PVGIS-SARAH3&pvtechchoice=crystSi&mountingplace=free&usehorizon=1
85 | 60 | 5 | 78.1 | 2.52 | https://re.jrc.ec.europa.eu/api/v5_3/PVcalc?lat=30.0444&lon=31.2357&peakpower=1&loss=14&angle=85&aspect=-120&outputformat=json&raddatabase=PVGIS-SARAH3&pvtechchoice=crystSi&mountingplace=free&usehorizon=1
85 | 60 | 6 | 80.05 | 2.67 | https://re.jrc.ec.europa.eu/api/v5_3/PVcalc?lat=30.0444&lon=31.2357&peakpower=1&loss=14&angle=85&aspect=-120&outputformat=json&raddatabase=PVGIS-SARAH3&pvtechchoice=crystSi&mountingplace=free&usehorizon=1
85 | 60 | 7 | 77.36 | 2.5 | https://re.jrc.ec.europa.eu/api/v5_3/PVcalc?lat=30.0444&lon=31.2357&peakpower=1&loss=14&angle=85&aspect=-120&outputformat=json&raddatabase=PVGIS-SARAH3&pvtechchoice=crystSi&mountingplace=free&usehorizon=1
85 | 60 | 8 | 68.83 | 2.22 | https://re.jrc.ec.europa.eu/api/v5_3/PVcalc?lat=30.0444&lon=31.2357&peakpower=1&loss=14&angle=85&aspect=-120&outputformat=json&raddatabase=PVGIS-SARAH3&pvtechchoice=crystSi&mountingplace=free&usehorizon=1
85 | 60 | 9 | 51.81 | 1.73 | https://re.jrc.ec.europa.eu/api/v5_3/PVcalc?lat=30.0444&lon=31.2357&peakpower=1&loss=14&angle=85&aspect=-120&outputformat=json&raddatabase=PVGIS-SARAH3&pvtechchoice=crystSi&mountingplace=free&usehorizon=1
85 | 60 | 10 | 40.74 | 1.31 | https://re.jrc.ec.europa.eu/api/v5_3/PVcalc?lat=30.0444&lon=31.2357&peakpower=1&loss=14&angle=85&aspect=-120&outputformat=json&raddatabase=PVGIS-SARAH3&pvtechchoice=crystSi&mountingplace=free&usehorizon=1
85 | 60 | 11 | 28.65 | 0.95 | https://re.jrc.ec.europa.eu/api/v5_3/PVcalc?lat=30.0444&lon=31.2357&peakpower=1&loss=14&angle=85&aspect=-120&outputformat=json&raddatabase=PVGIS-SARAH3&pvtechchoice=crystSi&mountingplace=free&usehorizon=1
85 | 60 | 12 | 23.36 | 0.75 | https://re.jrc.ec.europa.eu/api/v5_3/PVcalc?lat=30.0444&lon=31.2357&peakpower=1&loss=14&angle=85&aspect=-120&outputformat=json&raddatabase=PVGIS-SARAH3&pvtechchoice=crystSi&mountingplace=free&usehorizon=1
85 | 75 | 1 | 39.14 | 1.26 | https://re.jrc.ec.europa.eu/api/v5_3/PVcalc?lat=30.0444&lon=31.2357&peakpower=1&loss=14&angle=85&aspect=-105&outputformat=json&raddatabase=PVGIS-SARAH3&pvtechchoice=crystSi&mountingplace=free&usehorizon=1
85 | 75 | 2 | 47.87 | 1.71 | https://re.jrc.ec.europa.eu/api/v5_3/PVcalc?lat=30.0444&lon=31.2357&peakpower=1&loss=14&angle=85&aspect=-105&outputformat=json&raddatabase=PVGIS-SARAH3&pvtechchoice=crystSi&mountingplace=free&usehorizon=1
85 | 75 | 3 | 65.37 | 2.11 | https://re.jrc.ec.europa.eu/api/v5_3/PVcalc?lat=30.0444&lon=31.2357&peakpower=1&loss=14&angle=85&aspect=-105&outputformat=json&raddatabase=PVGIS-SARAH3&pvtechchoice=crystSi&mountingplace=free&usehorizon=1
85 | 75 | 4 | 73.82 | 2.46 | https://re.jrc.ec.europa.eu/api/v5_3/PVcalc?lat=30.0444&lon=31.2357&peakpower=1&loss=14&angle=85&aspect=-105&outputformat=json&raddatabase=PVGIS-SARAH3&pvtechchoice=crystSi&mountingplace=free&usehorizon=1
85 | 75 | 5 | 84.94 | 2.74 | https://re.jrc.ec.europa.eu/api/v5_3/PVcalc?lat=30.0444&lon=31.2357&peakpower=1&loss=14&angle=85&aspect=-105&outputformat=json&raddatabase=PVGIS-SARAH3&pvtechchoice=crystSi&mountingplace=free&usehorizon=1
85 | 75 | 6 | 86.27 | 2.88 | https://re.jrc.ec.europa.eu/api/v5_3/PVcalc?lat=30.0444&lon=31.2357&peakpower=1&loss=14&angle=85&aspect=-105&outputformat=json&raddatabase=PVGIS-SARAH3&pvtechchoice=crystSi&mountingplace=free&usehorizon=1
85 | 75 | 7 | 85.15 | 2.75 | https://re.jrc.ec.europa.eu/api/v5_3/PVcalc?lat=30.0444&lon=31.2357&peakpower=1&loss=14&angle=85&aspect=-105&outputformat=json&raddatabase=PVGIS-SARAH3&pvtechchoice=crystSi&mountingplace=free&usehorizon=1
85 | 75 | 8 | 77.91 | 2.51 | https://re.jrc.ec.europa.eu/api/v5_3/PVcalc?lat=30.0444&lon=31.2357&peakpower=1&loss=14&angle=85&aspect=-105&outputformat=json&raddatabase=PVGIS-SARAH3&pvtechchoice=crystSi&mountingplace=free&usehorizon=1
85 | 75 | 9 | 63.99 | 2.13 | https://re.jrc.ec.europa.eu/api/v5_3/PVcalc?lat=30.0444&lon=31.2357&peakpower=1&loss=14&angle=85&aspect=-105&outputformat=json&raddatabase=PVGIS-SARAH3&pvtechchoice=crystSi&mountingplace=free&usehorizon=1
85 | 75 | 10 | 55.36 | 1.79 | https://re.jrc.ec.europa.eu/api/v5_3/PVcalc?lat=30.0444&lon=31.2357&peakpower=1&loss=14&angle=85&aspect=-105&outputformat=json&raddatabase=PVGIS-SARAH3&pvtechchoice=crystSi&mountingplace=free&usehorizon=1
85 | 75 | 11 | 42.07 | 1.4 | https://re.jrc.ec.europa.eu/api/v5_3/PVcalc?lat=30.0444&lon=31.2357&peakpower=1&loss=14&angle=85&aspect=-105&outputformat=json&raddatabase=PVGIS-SARAH3&pvtechchoice=crystSi&mountingplace=free&usehorizon=1
85 | 75 | 12 | 36.88 | 1.19 | https://re.jrc.ec.europa.eu/api/v5_3/PVcalc?lat=30.0444&lon=31.2357&peakpower=1&loss=14&angle=85&aspect=-105&outputformat=json&raddatabase=PVGIS-SARAH3&pvtechchoice=crystSi&mountingplace=free&usehorizon=1
85 | 90 | 1 | 54.71 | 1.76 | https://re.jrc.ec.europa.eu/api/v5_3/PVcalc?lat=30.0444&lon=31.2357&peakpower=1&loss=14&angle=85&aspect=-90&outputformat=json&raddatabase=PVGIS-SARAH3&pvtechchoice=crystSi&mountingplace=free&usehorizon=1
85 | 90 | 2 | 61.17 | 2.18 | https://re.jrc.ec.europa.eu/api/v5_3/PVcalc?lat=30.0444&lon=31.2357&peakpower=1&loss=14&angle=85&aspect=-90&outputformat=json&raddatabase=PVGIS-SARAH3&pvtechchoice=crystSi&mountingplace=free&usehorizon=1
85 | 90 | 3 | 77.67 | 2.51 | https://re.jrc.ec.europa.eu/api/v5_3/PVcalc?lat=30.0444&lon=31.2357&peakpower=1&loss=14&angle=85&aspect=-90&outputformat=json&raddatabase=PVGIS-SARAH3&pvtechchoice=crystSi&mountingplace=free&usehorizon=1
85 | 90 | 4 | 82.1 | 2.74 | https://re.jrc.ec.europa.eu/api/v5_3/PVcalc?lat=30.0444&lon=31.2357&peakpower=1&loss=14&angle=85&aspect=-90&outputformat=json&raddatabase=PVGIS-SARAH3&pvtechchoice=crystSi&mountingplace=free&usehorizon=1
85 | 90 | 5 | 89.91 | 2.9 | https://re.jrc.ec.europa.eu/api/v5_3/PVcalc?lat=30.0444&lon=31.2357&peakpower=1&loss=14&angle=85&aspect=-90&outputformat=json&raddatabase=PVGIS-SARAH3&pvtechchoice=crystSi&mountingplace=free&usehorizon=1
85 | 90 | 6 | 88.58 | 2.95 | https://re.jrc.ec.europa.eu/api/v5_3/PVcalc?lat=30.0444&lon=31.2357&peakpower=1&loss=14&angle=85&aspect=-90&outputformat=json&raddatabase=PVGIS-SARAH3&pvtechchoice=crystSi&mountingplace=free&usehorizon=1
85 | 90 | 7 | 87.97 | 2.84 | https://re.jrc.ec.europa.eu/api/v5_3/PVcalc?lat=30.0444&lon=31.2357&peakpower=1&loss=14&angle=85&aspect=-90&outputformat=json&raddatabase=PVGIS-SARAH3&pvtechchoice=crystSi&mountingplace=free&usehorizon=1
85 | 90 | 8 | 85.37 | 2.75 | https://re.jrc.ec.europa.eu/api/v5_3/PVcalc?lat=30.0444&lon=31.2357&peakpower=1&loss=14&angle=85&aspect=-90&outputformat=json&raddatabase=PVGIS-SARAH3&pvtechchoice=crystSi&mountingplace=free&usehorizon=1
85 | 90 | 9 | 74.21 | 2.47 | https://re.jrc.ec.europa.eu/api/v5_3/PVcalc?lat=30.0444&lon=31.2357&peakpower=1&loss=14&angle=85&aspect=-90&outputformat=json&raddatabase=PVGIS-SARAH3&pvtechchoice=crystSi&mountingplace=free&usehorizon=1
85 | 90 | 10 | 68.8 | 2.22 | https://re.jrc.ec.europa.eu/api/v5_3/PVcalc?lat=30.0444&lon=31.2357&peakpower=1&loss=14&angle=85&aspect=-90&outputformat=json&raddatabase=PVGIS-SARAH3&pvtechchoice=crystSi&mountingplace=free&usehorizon=1
85 | 90 | 11 | 57.94 | 1.93 | https://re.jrc.ec.europa.eu/api/v5_3/PVcalc?lat=30.0444&lon=31.2357&peakpower=1&loss=14&angle=85&aspect=-90&outputformat=json&raddatabase=PVGIS-SARAH3&pvtechchoice=crystSi&mountingplace=free&usehorizon=1
85 | 90 | 12 | 52.74 | 1.7 | https://re.jrc.ec.europa.eu/api/v5_3/PVcalc?lat=30.0444&lon=31.2357&peakpower=1&loss=14&angle=85&aspect=-90&outputformat=json&raddatabase=PVGIS-SARAH3&pvtechchoice=crystSi&mountingplace=free&usehorizon=1
85 | 105 | 1 | 70.16 | 2.26 | https://re.jrc.ec.europa.eu/api/v5_3/PVcalc?lat=30.0444&lon=31.2357&peakpower=1&loss=14&angle=85&aspect=-75&outputformat=json&raddatabase=PVGIS-SARAH3&pvtechchoice=crystSi&mountingplace=free&usehorizon=1
85 | 105 | 2 | 72.8 | 2.6 | https://re.jrc.ec.europa.eu/api/v5_3/PVcalc?lat=30.0444&lon=31.2357&peakpower=1&loss=14&angle=85&aspect=-75&outputformat=json&raddatabase=PVGIS-SARAH3&pvtechchoice=crystSi&mountingplace=free&usehorizon=1
85 | 105 | 3 | 87.12 | 2.81 | https://re.jrc.ec.europa.eu/api/v5_3/PVcalc?lat=30.0444&lon=31.2357&peakpower=1&loss=14&angle=85&aspect=-75&outputformat=json&raddatabase=PVGIS-SARAH3&pvtechchoice=crystSi&mountingplace=free&usehorizon=1
85 | 105 | 4 | 86.62 | 2.89 | https://re.jrc.ec.europa.eu/api/v5_3/PVcalc?lat=30.0444&lon=31.2357&peakpower=1&loss=14&angle=85&aspect=-75&outputformat=json&raddatabase=PVGIS-SARAH3&pvtechchoice=crystSi&mountingplace=free&usehorizon=1
85 | 105 | 5 | 90.11 | 2.91 | https://re.jrc.ec.europa.eu/api/v5_3/PVcalc?lat=30.0444&lon=31.2357&peakpower=1&loss=14&angle=85&aspect=-75&outputformat=json&raddatabase=PVGIS-SARAH3&pvtechchoice=crystSi&mountingplace=free&usehorizon=1
85 | 105 | 6 | 86.64 | 2.89 | https://re.jrc.ec.europa.eu/api/v5_3/PVcalc?lat=30.0444&lon=31.2357&peakpower=1&loss=14&angle=85&aspect=-75&outputformat=json&raddatabase=PVGIS-SARAH3&pvtechchoice=crystSi&mountingplace=free&usehorizon=1
85 | 105 | 7 | 87.29 | 2.82 | https://re.jrc.ec.europa.eu/api/v5_3/PVcalc?lat=30.0444&lon=31.2357&peakpower=1&loss=14&angle=85&aspect=-75&outputformat=json&raddatabase=PVGIS-SARAH3&pvtechchoice=crystSi&mountingplace=free&usehorizon=1
85 | 105 | 8 | 88.45 | 2.85 | https://re.jrc.ec.europa.eu/api/v5_3/PVcalc?lat=30.0444&lon=31.2357&peakpower=1&loss=14&angle=85&aspect=-75&outputformat=json&raddatabase=PVGIS-SARAH3&pvtechchoice=crystSi&mountingplace=free&usehorizon=1
85 | 105 | 9 | 82.9 | 2.76 | https://re.jrc.ec.europa.eu/api/v5_3/PVcalc?lat=30.0444&lon=31.2357&peakpower=1&loss=14&angle=85&aspect=-75&outputformat=json&raddatabase=PVGIS-SARAH3&pvtechchoice=crystSi&mountingplace=free&usehorizon=1
85 | 105 | 10 | 82.11 | 2.65 | https://re.jrc.ec.europa.eu/api/v5_3/PVcalc?lat=30.0444&lon=31.2357&peakpower=1&loss=14&angle=85&aspect=-75&outputformat=json&raddatabase=PVGIS-SARAH3&pvtechchoice=crystSi&mountingplace=free&usehorizon=1
85 | 105 | 11 | 73.77 | 2.46 | https://re.jrc.ec.europa.eu/api/v5_3/PVcalc?lat=30.0444&lon=31.2357&peakpower=1&loss=14&angle=85&aspect=-75&outputformat=json&raddatabase=PVGIS-SARAH3&pvtechchoice=crystSi&mountingplace=free&usehorizon=1
85 | 105 | 12 | 69.9 | 2.25 | https://re.jrc.ec.europa.eu/api/v5_3/PVcalc?lat=30.0444&lon=31.2357&peakpower=1&loss=14&angle=85&aspect=-75&outputformat=json&raddatabase=PVGIS-SARAH3&pvtechchoice=crystSi&mountingplace=free&usehorizon=1
85 | 120 | 1 | 85.6 | 2.76 | https://re.jrc.ec.europa.eu/api/v5_3/PVcalc?lat=30.0444&lon=31.2357&peakpower=1&loss=14&angle=85&aspect=-60&outputformat=json&raddatabase=PVGIS-SARAH3&pvtechchoice=crystSi&mountingplace=free&usehorizon=1
85 | 120 | 2 | 84.14 | 3.01 | https://re.jrc.ec.europa.eu/api/v5_3/PVcalc?lat=30.0444&lon=31.2357&peakpower=1&loss=14&angle=85&aspect=-60&outputformat=json&raddatabase=PVGIS-SARAH3&pvtechchoice=crystSi&mountingplace=free&usehorizon=1
85 | 120 | 3 | 95.45 | 3.08 | https://re.jrc.ec.europa.eu/api/v5_3/PVcalc?lat=30.0444&lon=31.2357&peakpower=1&loss=14&angle=85&aspect=-60&outputformat=json&raddatabase=PVGIS-SARAH3&pvtechchoice=crystSi&mountingplace=free&usehorizon=1
85 | 120 | 4 | 88.44 | 2.95 | https://re.jrc.ec.europa.eu/api/v5_3/PVcalc?lat=30.0444&lon=31.2357&peakpower=1&loss=14&angle=85&aspect=-60&outputformat=json&raddatabase=PVGIS-SARAH3&pvtechchoice=crystSi&mountingplace=free&usehorizon=1
85 | 120 | 5 | 86.93 | 2.8 | https://re.jrc.ec.europa.eu/api/v5_3/PVcalc?lat=30.0444&lon=31.2357&peakpower=1&loss=14&angle=85&aspect=-60&outputformat=json&raddatabase=PVGIS-SARAH3&pvtechchoice=crystSi&mountingplace=free&usehorizon=1
85 | 120 | 6 | 81.02 | 2.7 | https://re.jrc.ec.europa.eu/api/v5_3/PVcalc?lat=30.0444&lon=31.2357&peakpower=1&loss=14&angle=85&aspect=-60&outputformat=json&raddatabase=PVGIS-SARAH3&pvtechchoice=crystSi&mountingplace=free&usehorizon=1
85 | 120 | 7 | 82.95 | 2.68 | https://re.jrc.ec.europa.eu/api/v5_3/PVcalc?lat=30.0444&lon=31.2357&peakpower=1&loss=14&angle=85&aspect=-60&outputformat=json&raddatabase=PVGIS-SARAH3&pvtechchoice=crystSi&mountingplace=free&usehorizon=1
85 | 120 | 8 | 88.06 | 2.84 | https://re.jrc.ec.europa.eu/api/v5_3/PVcalc?lat=30.0444&lon=31.2357&peakpower=1&loss=14&angle=85&aspect=-60&outputformat=json&raddatabase=PVGIS-SARAH3&pvtechchoice=crystSi&mountingplace=free&usehorizon=1
85 | 120 | 9 | 88.52 | 2.95 | https://re.jrc.ec.europa.eu/api/v5_3/PVcalc?lat=30.0444&lon=31.2357&peakpower=1&loss=14&angle=85&aspect=-60&outputformat=json&raddatabase=PVGIS-SARAH3&pvtechchoice=crystSi&mountingplace=free&usehorizon=1
85 | 120 | 10 | 93.72 | 3.02 | https://re.jrc.ec.europa.eu/api/v5_3/PVcalc?lat=30.0444&lon=31.2357&peakpower=1&loss=14&angle=85&aspect=-60&outputformat=json&raddatabase=PVGIS-SARAH3&pvtechchoice=crystSi&mountingplace=free&usehorizon=1
85 | 120 | 11 | 88.85 | 2.96 | https://re.jrc.ec.europa.eu/api/v5_3/PVcalc?lat=30.0444&lon=31.2357&peakpower=1&loss=14&angle=85&aspect=-60&outputformat=json&raddatabase=PVGIS-SARAH3&pvtechchoice=crystSi&mountingplace=free&usehorizon=1
85 | 120 | 12 | 87 | 2.81 | https://re.jrc.ec.europa.eu/api/v5_3/PVcalc?lat=30.0444&lon=31.2357&peakpower=1&loss=14&angle=85&aspect=-60&outputformat=json&raddatabase=PVGIS-SARAH3&pvtechchoice=crystSi&mountingplace=free&usehorizon=1
85 | 135 | 1 | 100.9 | 3.25 | https://re.jrc.ec.europa.eu/api/v5_3/PVcalc?lat=30.0444&lon=31.2357&peakpower=1&loss=14&angle=85&aspect=-45&outputformat=json&raddatabase=PVGIS-SARAH3&pvtechchoice=crystSi&mountingplace=free&usehorizon=1
85 | 135 | 2 | 93.87 | 3.35 | https://re.jrc.ec.europa.eu/api/v5_3/PVcalc?lat=30.0444&lon=31.2357&peakpower=1&loss=14&angle=85&aspect=-45&outputformat=json&raddatabase=PVGIS-SARAH3&pvtechchoice=crystSi&mountingplace=free&usehorizon=1
85 | 135 | 3 | 101.1 | 3.26 | https://re.jrc.ec.europa.eu/api/v5_3/PVcalc?lat=30.0444&lon=31.2357&peakpower=1&loss=14&angle=85&aspect=-45&outputformat=json&raddatabase=PVGIS-SARAH3&pvtechchoice=crystSi&mountingplace=free&usehorizon=1
85 | 135 | 4 | 88.42 | 2.95 | https://re.jrc.ec.europa.eu/api/v5_3/PVcalc?lat=30.0444&lon=31.2357&peakpower=1&loss=14&angle=85&aspect=-45&outputformat=json&raddatabase=PVGIS-SARAH3&pvtechchoice=crystSi&mountingplace=free&usehorizon=1
85 | 135 | 5 | 80.43 | 2.59 | https://re.jrc.ec.europa.eu/api/v5_3/PVcalc?lat=30.0444&lon=31.2357&peakpower=1&loss=14&angle=85&aspect=-45&outputformat=json&raddatabase=PVGIS-SARAH3&pvtechchoice=crystSi&mountingplace=free&usehorizon=1
85 | 135 | 6 | 71.66 | 2.39 | https://re.jrc.ec.europa.eu/api/v5_3/PVcalc?lat=30.0444&lon=31.2357&peakpower=1&loss=14&angle=85&aspect=-45&outputformat=json&raddatabase=PVGIS-SARAH3&pvtechchoice=crystSi&mountingplace=free&usehorizon=1
85 | 135 | 7 | 75.15 | 2.42 | https://re.jrc.ec.europa.eu/api/v5_3/PVcalc?lat=30.0444&lon=31.2357&peakpower=1&loss=14&angle=85&aspect=-45&outputformat=json&raddatabase=PVGIS-SARAH3&pvtechchoice=crystSi&mountingplace=free&usehorizon=1
85 | 135 | 8 | 85.73 | 2.77 | https://re.jrc.ec.europa.eu/api/v5_3/PVcalc?lat=30.0444&lon=31.2357&peakpower=1&loss=14&angle=85&aspect=-45&outputformat=json&raddatabase=PVGIS-SARAH3&pvtechchoice=crystSi&mountingplace=free&usehorizon=1
85 | 135 | 9 | 92.76 | 3.09 | https://re.jrc.ec.europa.eu/api/v5_3/PVcalc?lat=30.0444&lon=31.2357&peakpower=1&loss=14&angle=85&aspect=-45&outputformat=json&raddatabase=PVGIS-SARAH3&pvtechchoice=crystSi&mountingplace=free&usehorizon=1
85 | 135 | 10 | 103.31 | 3.33 | https://re.jrc.ec.europa.eu/api/v5_3/PVcalc?lat=30.0444&lon=31.2357&peakpower=1&loss=14&angle=85&aspect=-45&outputformat=json&raddatabase=PVGIS-SARAH3&pvtechchoice=crystSi&mountingplace=free&usehorizon=1
85 | 135 | 11 | 103.04 | 3.43 | https://re.jrc.ec.europa.eu/api/v5_3/PVcalc?lat=30.0444&lon=31.2357&peakpower=1&loss=14&angle=85&aspect=-45&outputformat=json&raddatabase=PVGIS-SARAH3&pvtechchoice=crystSi&mountingplace=free&usehorizon=1
85 | 135 | 12 | 103.48 | 3.34 | https://re.jrc.ec.europa.eu/api/v5_3/PVcalc?lat=30.0444&lon=31.2357&peakpower=1&loss=14&angle=85&aspect=-45&outputformat=json&raddatabase=PVGIS-SARAH3&pvtechchoice=crystSi&mountingplace=free&usehorizon=1
85 | 150 | 1 | 114.65 | 3.7 | https://re.jrc.ec.europa.eu/api/v5_3/PVcalc?lat=30.0444&lon=31.2357&peakpower=1&loss=14&angle=85&aspect=-30&outputformat=json&raddatabase=PVGIS-SARAH3&pvtechchoice=crystSi&mountingplace=free&usehorizon=1
85 | 150 | 2 | 102.28 | 3.65 | https://re.jrc.ec.europa.eu/api/v5_3/PVcalc?lat=30.0444&lon=31.2357&peakpower=1&loss=14&angle=85&aspect=-30&outputformat=json&raddatabase=PVGIS-SARAH3&pvtechchoice=crystSi&mountingplace=free&usehorizon=1
85 | 150 | 3 | 105.38 | 3.4 | https://re.jrc.ec.europa.eu/api/v5_3/PVcalc?lat=30.0444&lon=31.2357&peakpower=1&loss=14&angle=85&aspect=-30&outputformat=json&raddatabase=PVGIS-SARAH3&pvtechchoice=crystSi&mountingplace=free&usehorizon=1
85 | 150 | 4 | 85.78 | 2.86 | https://re.jrc.ec.europa.eu/api/v5_3/PVcalc?lat=30.0444&lon=31.2357&peakpower=1&loss=14&angle=85&aspect=-30&outputformat=json&raddatabase=PVGIS-SARAH3&pvtechchoice=crystSi&mountingplace=free&usehorizon=1
85 | 150 | 5 | 71.83 | 2.32 | https://re.jrc.ec.europa.eu/api/v5_3/PVcalc?lat=30.0444&lon=31.2357&peakpower=1&loss=14&angle=85&aspect=-30&outputformat=json&raddatabase=PVGIS-SARAH3&pvtechchoice=crystSi&mountingplace=free&usehorizon=1
85 | 150 | 6 | 60.2 | 2.01 | https://re.jrc.ec.europa.eu/api/v5_3/PVcalc?lat=30.0444&lon=31.2357&peakpower=1&loss=14&angle=85&aspect=-30&outputformat=json&raddatabase=PVGIS-SARAH3&pvtechchoice=crystSi&mountingplace=free&usehorizon=1
85 | 150 | 7 | 64.98 | 2.1 | https://re.jrc.ec.europa.eu/api/v5_3/PVcalc?lat=30.0444&lon=31.2357&peakpower=1&loss=14&angle=85&aspect=-30&outputformat=json&raddatabase=PVGIS-SARAH3&pvtechchoice=crystSi&mountingplace=free&usehorizon=1
85 | 150 | 8 | 79.76 | 2.57 | https://re.jrc.ec.europa.eu/api/v5_3/PVcalc?lat=30.0444&lon=31.2357&peakpower=1&loss=14&angle=85&aspect=-30&outputformat=json&raddatabase=PVGIS-SARAH3&pvtechchoice=crystSi&mountingplace=free&usehorizon=1
85 | 150 | 9 | 95.14 | 3.17 | https://re.jrc.ec.europa.eu/api/v5_3/PVcalc?lat=30.0444&lon=31.2357&peakpower=1&loss=14&angle=85&aspect=-30&outputformat=json&raddatabase=PVGIS-SARAH3&pvtechchoice=crystSi&mountingplace=free&usehorizon=1
85 | 150 | 10 | 112.19 | 3.62 | https://re.jrc.ec.europa.eu/api/v5_3/PVcalc?lat=30.0444&lon=31.2357&peakpower=1&loss=14&angle=85&aspect=-30&outputformat=json&raddatabase=PVGIS-SARAH3&pvtechchoice=crystSi&mountingplace=free&usehorizon=1
85 | 150 | 11 | 116.27 | 3.88 | https://re.jrc.ec.europa.eu/api/v5_3/PVcalc?lat=30.0444&lon=31.2357&peakpower=1&loss=14&angle=85&aspect=-30&outputformat=json&raddatabase=PVGIS-SARAH3&pvtechchoice=crystSi&mountingplace=free&usehorizon=1
85 | 150 | 12 | 118.63 | 3.83 | https://re.jrc.ec.europa.eu/api/v5_3/PVcalc?lat=30.0444&lon=31.2357&peakpower=1&loss=14&angle=85&aspect=-30&outputformat=json&raddatabase=PVGIS-SARAH3&pvtechchoice=crystSi&mountingplace=free&usehorizon=1
85 | 165 | 1 | 124.9 | 4.03 | https://re.jrc.ec.europa.eu/api/v5_3/PVcalc?lat=30.0444&lon=31.2357&peakpower=1&loss=14&angle=85&aspect=-15&outputformat=json&raddatabase=PVGIS-SARAH3&pvtechchoice=crystSi&mountingplace=free&usehorizon=1
85 | 165 | 2 | 108.96 | 3.89 | https://re.jrc.ec.europa.eu/api/v5_3/PVcalc?lat=30.0444&lon=31.2357&peakpower=1&loss=14&angle=85&aspect=-15&outputformat=json&raddatabase=PVGIS-SARAH3&pvtechchoice=crystSi&mountingplace=free&usehorizon=1
85 | 165 | 3 | 108.83 | 3.51 | https://re.jrc.ec.europa.eu/api/v5_3/PVcalc?lat=30.0444&lon=31.2357&peakpower=1&loss=14&angle=85&aspect=-15&outputformat=json&raddatabase=PVGIS-SARAH3&pvtechchoice=crystSi&mountingplace=free&usehorizon=1
85 | 165 | 4 | 82.23 | 2.74 | https://re.jrc.ec.europa.eu/api/v5_3/PVcalc?lat=30.0444&lon=31.2357&peakpower=1&loss=14&angle=85&aspect=-15&outputformat=json&raddatabase=PVGIS-SARAH3&pvtechchoice=crystSi&mountingplace=free&usehorizon=1
85 | 165 | 5 | 61.77 | 1.99 | https://re.jrc.ec.europa.eu/api/v5_3/PVcalc?lat=30.0444&lon=31.2357&peakpower=1&loss=14&angle=85&aspect=-15&outputformat=json&raddatabase=PVGIS-SARAH3&pvtechchoice=crystSi&mountingplace=free&usehorizon=1
85 | 165 | 6 | 46.32 | 1.54 | https://re.jrc.ec.europa.eu/api/v5_3/PVcalc?lat=30.0444&lon=31.2357&peakpower=1&loss=14&angle=85&aspect=-15&outputformat=json&raddatabase=PVGIS-SARAH3&pvtechchoice=crystSi&mountingplace=free&usehorizon=1
85 | 165 | 7 | 53.18 | 1.72 | https://re.jrc.ec.europa.eu/api/v5_3/PVcalc?lat=30.0444&lon=31.2357&peakpower=1&loss=14&angle=85&aspect=-15&outputformat=json&raddatabase=PVGIS-SARAH3&pvtechchoice=crystSi&mountingplace=free&usehorizon=1
85 | 165 | 8 | 72.97 | 2.35 | https://re.jrc.ec.europa.eu/api/v5_3/PVcalc?lat=30.0444&lon=31.2357&peakpower=1&loss=14&angle=85&aspect=-15&outputformat=json&raddatabase=PVGIS-SARAH3&pvtechchoice=crystSi&mountingplace=free&usehorizon=1
85 | 165 | 9 | 96.62 | 3.22 | https://re.jrc.ec.europa.eu/api/v5_3/PVcalc?lat=30.0444&lon=31.2357&peakpower=1&loss=14&angle=85&aspect=-15&outputformat=json&raddatabase=PVGIS-SARAH3&pvtechchoice=crystSi&mountingplace=free&usehorizon=1
85 | 165 | 10 | 120.08 | 3.87 | https://re.jrc.ec.europa.eu/api/v5_3/PVcalc?lat=30.0444&lon=31.2357&peakpower=1&loss=14&angle=85&aspect=-15&outputformat=json&raddatabase=PVGIS-SARAH3&pvtechchoice=crystSi&mountingplace=free&usehorizon=1
85 | 165 | 11 | 126.84 | 4.23 | https://re.jrc.ec.europa.eu/api/v5_3/PVcalc?lat=30.0444&lon=31.2357&peakpower=1&loss=14&angle=85&aspect=-15&outputformat=json&raddatabase=PVGIS-SARAH3&pvtechchoice=crystSi&mountingplace=free&usehorizon=1
85 | 165 | 12 | 129.42 | 4.17 | https://re.jrc.ec.europa.eu/api/v5_3/PVcalc?lat=30.0444&lon=31.2357&peakpower=1&loss=14&angle=85&aspect=-15&outputformat=json&raddatabase=PVGIS-SARAH3&pvtechchoice=crystSi&mountingplace=free&usehorizon=1
85 | 180 | 1 | 128.1 | 4.13 | https://re.jrc.ec.europa.eu/api/v5_3/PVcalc?lat=30.0444&lon=31.2357&peakpower=1&loss=14&angle=85&aspect=0&outputformat=json&raddatabase=PVGIS-SARAH3&pvtechchoice=crystSi&mountingplace=free&usehorizon=1
85 | 180 | 2 | 111.22 | 3.97 | https://re.jrc.ec.europa.eu/api/v5_3/PVcalc?lat=30.0444&lon=31.2357&peakpower=1&loss=14&angle=85&aspect=0&outputformat=json&raddatabase=PVGIS-SARAH3&pvtechchoice=crystSi&mountingplace=free&usehorizon=1
85 | 180 | 3 | 111.29 | 3.59 | https://re.jrc.ec.europa.eu/api/v5_3/PVcalc?lat=30.0444&lon=31.2357&peakpower=1&loss=14&angle=85&aspect=0&outputformat=json&raddatabase=PVGIS-SARAH3&pvtechchoice=crystSi&mountingplace=free&usehorizon=1
85 | 180 | 4 | 80.48 | 2.68 | https://re.jrc.ec.europa.eu/api/v5_3/PVcalc?lat=30.0444&lon=31.2357&peakpower=1&loss=14&angle=85&aspect=0&outputformat=json&raddatabase=PVGIS-SARAH3&pvtechchoice=crystSi&mountingplace=free&usehorizon=1
85 | 180 | 5 | 56.45 | 1.82 | https://re.jrc.ec.europa.eu/api/v5_3/PVcalc?lat=30.0444&lon=31.2357&peakpower=1&loss=14&angle=85&aspect=0&outputformat=json&raddatabase=PVGIS-SARAH3&pvtechchoice=crystSi&mountingplace=free&usehorizon=1
85 | 180 | 6 | 41.1 | 1.37 | https://re.jrc.ec.europa.eu/api/v5_3/PVcalc?lat=30.0444&lon=31.2357&peakpower=1&loss=14&angle=85&aspect=0&outputformat=json&raddatabase=PVGIS-SARAH3&pvtechchoice=crystSi&mountingplace=free&usehorizon=1
85 | 180 | 7 | 46.98 | 1.52 | https://re.jrc.ec.europa.eu/api/v5_3/PVcalc?lat=30.0444&lon=31.2357&peakpower=1&loss=14&angle=85&aspect=0&outputformat=json&raddatabase=PVGIS-SARAH3&pvtechchoice=crystSi&mountingplace=free&usehorizon=1
85 | 180 | 8 | 69.46 | 2.24 | https://re.jrc.ec.europa.eu/api/v5_3/PVcalc?lat=30.0444&lon=31.2357&peakpower=1&loss=14&angle=85&aspect=0&outputformat=json&raddatabase=PVGIS-SARAH3&pvtechchoice=crystSi&mountingplace=free&usehorizon=1
85 | 180 | 9 | 98.51 | 3.28 | https://re.jrc.ec.europa.eu/api/v5_3/PVcalc?lat=30.0444&lon=31.2357&peakpower=1&loss=14&angle=85&aspect=0&outputformat=json&raddatabase=PVGIS-SARAH3&pvtechchoice=crystSi&mountingplace=free&usehorizon=1
85 | 180 | 10 | 124.25 | 4.01 | https://re.jrc.ec.europa.eu/api/v5_3/PVcalc?lat=30.0444&lon=31.2357&peakpower=1&loss=14&angle=85&aspect=0&outputformat=json&raddatabase=PVGIS-SARAH3&pvtechchoice=crystSi&mountingplace=free&usehorizon=1
85 | 180 | 11 | 130.61 | 4.35 | https://re.jrc.ec.europa.eu/api/v5_3/PVcalc?lat=30.0444&lon=31.2357&peakpower=1&loss=14&angle=85&aspect=0&outputformat=json&raddatabase=PVGIS-SARAH3&pvtechchoice=crystSi&mountingplace=free&usehorizon=1
85 | 180 | 12 | 132.73 | 4.28 | https://re.jrc.ec.europa.eu/api/v5_3/PVcalc?lat=30.0444&lon=31.2357&peakpower=1&loss=14&angle=85&aspect=0&outputformat=json&raddatabase=PVGIS-SARAH3&pvtechchoice=crystSi&mountingplace=free&usehorizon=1
85 | 195 | 1 | 123.55 | 3.99 | https://re.jrc.ec.europa.eu/api/v5_3/PVcalc?lat=30.0444&lon=31.2357&peakpower=1&loss=14&angle=85&aspect=15&outputformat=json&raddatabase=PVGIS-SARAH3&pvtechchoice=crystSi&mountingplace=free&usehorizon=1
85 | 195 | 2 | 107.11 | 3.83 | https://re.jrc.ec.europa.eu/api/v5_3/PVcalc?lat=30.0444&lon=31.2357&peakpower=1&loss=14&angle=85&aspect=15&outputformat=json&raddatabase=PVGIS-SARAH3&pvtechchoice=crystSi&mountingplace=free&usehorizon=1
85 | 195 | 3 | 110.58 | 3.57 | https://re.jrc.ec.europa.eu/api/v5_3/PVcalc?lat=30.0444&lon=31.2357&peakpower=1&loss=14&angle=85&aspect=15&outputformat=json&raddatabase=PVGIS-SARAH3&pvtechchoice=crystSi&mountingplace=free&usehorizon=1
85 | 195 | 4 | 83.55 | 2.78 | https://re.jrc.ec.europa.eu/api/v5_3/PVcalc?lat=30.0444&lon=31.2357&peakpower=1&loss=14&angle=85&aspect=15&outputformat=json&raddatabase=PVGIS-SARAH3&pvtechchoice=crystSi&mountingplace=free&usehorizon=1
85 | 195 | 5 | 61.45 | 1.98 | https://re.jrc.ec.europa.eu/api/v5_3/PVcalc?lat=30.0444&lon=31.2357&peakpower=1&loss=14&angle=85&aspect=15&outputformat=json&raddatabase=PVGIS-SARAH3&pvtechchoice=crystSi&mountingplace=free&usehorizon=1
85 | 195 | 6 | 47.15 | 1.57 | https://re.jrc.ec.europa.eu/api/v5_3/PVcalc?lat=30.0444&lon=31.2357&peakpower=1&loss=14&angle=85&aspect=15&outputformat=json&raddatabase=PVGIS-SARAH3&pvtechchoice=crystSi&mountingplace=free&usehorizon=1
85 | 195 | 7 | 53.27 | 1.72 | https://re.jrc.ec.europa.eu/api/v5_3/PVcalc?lat=30.0444&lon=31.2357&peakpower=1&loss=14&angle=85&aspect=15&outputformat=json&raddatabase=PVGIS-SARAH3&pvtechchoice=crystSi&mountingplace=free&usehorizon=1
85 | 195 | 8 | 74.6 | 2.41 | https://re.jrc.ec.europa.eu/api/v5_3/PVcalc?lat=30.0444&lon=31.2357&peakpower=1&loss=14&angle=85&aspect=15&outputformat=json&raddatabase=PVGIS-SARAH3&pvtechchoice=crystSi&mountingplace=free&usehorizon=1
85 | 195 | 9 | 100.14 | 3.34 | https://re.jrc.ec.europa.eu/api/v5_3/PVcalc?lat=30.0444&lon=31.2357&peakpower=1&loss=14&angle=85&aspect=15&outputformat=json&raddatabase=PVGIS-SARAH3&pvtechchoice=crystSi&mountingplace=free&usehorizon=1
85 | 195 | 10 | 121.37 | 3.92 | https://re.jrc.ec.europa.eu/api/v5_3/PVcalc?lat=30.0444&lon=31.2357&peakpower=1&loss=14&angle=85&aspect=15&outputformat=json&raddatabase=PVGIS-SARAH3&pvtechchoice=crystSi&mountingplace=free&usehorizon=1
85 | 195 | 11 | 126.24 | 4.21 | https://re.jrc.ec.europa.eu/api/v5_3/PVcalc?lat=30.0444&lon=31.2357&peakpower=1&loss=14&angle=85&aspect=15&outputformat=json&raddatabase=PVGIS-SARAH3&pvtechchoice=crystSi&mountingplace=free&usehorizon=1
85 | 195 | 12 | 128.01 | 4.13 | https://re.jrc.ec.europa.eu/api/v5_3/PVcalc?lat=30.0444&lon=31.2357&peakpower=1&loss=14&angle=85&aspect=15&outputformat=json&raddatabase=PVGIS-SARAH3&pvtechchoice=crystSi&mountingplace=free&usehorizon=1
85 | 210 | 1 | 111.91 | 3.61 | https://re.jrc.ec.europa.eu/api/v5_3/PVcalc?lat=30.0444&lon=31.2357&peakpower=1&loss=14&angle=85&aspect=30&outputformat=json&raddatabase=PVGIS-SARAH3&pvtechchoice=crystSi&mountingplace=free&usehorizon=1
85 | 210 | 2 | 98.56 | 3.52 | https://re.jrc.ec.europa.eu/api/v5_3/PVcalc?lat=30.0444&lon=31.2357&peakpower=1&loss=14&angle=85&aspect=30&outputformat=json&raddatabase=PVGIS-SARAH3&pvtechchoice=crystSi&mountingplace=free&usehorizon=1
85 | 210 | 3 | 107.97 | 3.48 | https://re.jrc.ec.europa.eu/api/v5_3/PVcalc?lat=30.0444&lon=31.2357&peakpower=1&loss=14&angle=85&aspect=30&outputformat=json&raddatabase=PVGIS-SARAH3&pvtechchoice=crystSi&mountingplace=free&usehorizon=1
85 | 210 | 4 | 88.47 | 2.95 | https://re.jrc.ec.europa.eu/api/v5_3/PVcalc?lat=30.0444&lon=31.2357&peakpower=1&loss=14&angle=85&aspect=30&outputformat=json&raddatabase=PVGIS-SARAH3&pvtechchoice=crystSi&mountingplace=free&usehorizon=1
85 | 210 | 5 | 72.73 | 2.35 | https://re.jrc.ec.europa.eu/api/v5_3/PVcalc?lat=30.0444&lon=31.2357&peakpower=1&loss=14&angle=85&aspect=30&outputformat=json&raddatabase=PVGIS-SARAH3&pvtechchoice=crystSi&mountingplace=free&usehorizon=1
85 | 210 | 6 | 61.46 | 2.05 | https://re.jrc.ec.europa.eu/api/v5_3/PVcalc?lat=30.0444&lon=31.2357&peakpower=1&loss=14&angle=85&aspect=30&outputformat=json&raddatabase=PVGIS-SARAH3&pvtechchoice=crystSi&mountingplace=free&usehorizon=1
85 | 210 | 7 | 67.94 | 2.19 | https://re.jrc.ec.europa.eu/api/v5_3/PVcalc?lat=30.0444&lon=31.2357&peakpower=1&loss=14&angle=85&aspect=30&outputformat=json&raddatabase=PVGIS-SARAH3&pvtechchoice=crystSi&mountingplace=free&usehorizon=1
85 | 210 | 8 | 84.75 | 2.73 | https://re.jrc.ec.europa.eu/api/v5_3/PVcalc?lat=30.0444&lon=31.2357&peakpower=1&loss=14&angle=85&aspect=30&outputformat=json&raddatabase=PVGIS-SARAH3&pvtechchoice=crystSi&mountingplace=free&usehorizon=1
85 | 210 | 9 | 101.21 | 3.37 | https://re.jrc.ec.europa.eu/api/v5_3/PVcalc?lat=30.0444&lon=31.2357&peakpower=1&loss=14&angle=85&aspect=30&outputformat=json&raddatabase=PVGIS-SARAH3&pvtechchoice=crystSi&mountingplace=free&usehorizon=1
85 | 210 | 10 | 113.93 | 3.68 | https://re.jrc.ec.europa.eu/api/v5_3/PVcalc?lat=30.0444&lon=31.2357&peakpower=1&loss=14&angle=85&aspect=30&outputformat=json&raddatabase=PVGIS-SARAH3&pvtechchoice=crystSi&mountingplace=free&usehorizon=1
85 | 210 | 11 | 114.98 | 3.83 | https://re.jrc.ec.europa.eu/api/v5_3/PVcalc?lat=30.0444&lon=31.2357&peakpower=1&loss=14&angle=85&aspect=30&outputformat=json&raddatabase=PVGIS-SARAH3&pvtechchoice=crystSi&mountingplace=free&usehorizon=1
85 | 210 | 12 | 115.83 | 3.74 | https://re.jrc.ec.europa.eu/api/v5_3/PVcalc?lat=30.0444&lon=31.2357&peakpower=1&loss=14&angle=85&aspect=30&outputformat=json&raddatabase=PVGIS-SARAH3&pvtechchoice=crystSi&mountingplace=free&usehorizon=1
85 | 225 | 1 | 96.77 | 3.12 | https://re.jrc.ec.europa.eu/api/v5_3/PVcalc?lat=30.0444&lon=31.2357&peakpower=1&loss=14&angle=85&aspect=45&outputformat=json&raddatabase=PVGIS-SARAH3&pvtechchoice=crystSi&mountingplace=free&usehorizon=1
85 | 225 | 2 | 88.84 | 3.17 | https://re.jrc.ec.europa.eu/api/v5_3/PVcalc?lat=30.0444&lon=31.2357&peakpower=1&loss=14&angle=85&aspect=45&outputformat=json&raddatabase=PVGIS-SARAH3&pvtechchoice=crystSi&mountingplace=free&usehorizon=1
85 | 225 | 3 | 104.49 | 3.37 | https://re.jrc.ec.europa.eu/api/v5_3/PVcalc?lat=30.0444&lon=31.2357&peakpower=1&loss=14&angle=85&aspect=45&outputformat=json&raddatabase=PVGIS-SARAH3&pvtechchoice=crystSi&mountingplace=free&usehorizon=1
85 | 225 | 4 | 91.96 | 3.07 | https://re.jrc.ec.europa.eu/api/v5_3/PVcalc?lat=30.0444&lon=31.2357&peakpower=1&loss=14&angle=85&aspect=45&outputformat=json&raddatabase=PVGIS-SARAH3&pvtechchoice=crystSi&mountingplace=free&usehorizon=1
85 | 225 | 5 | 83.4 | 2.69 | https://re.jrc.ec.europa.eu/api/v5_3/PVcalc?lat=30.0444&lon=31.2357&peakpower=1&loss=14&angle=85&aspect=45&outputformat=json&raddatabase=PVGIS-SARAH3&pvtechchoice=crystSi&mountingplace=free&usehorizon=1
85 | 225 | 6 | 77.34 | 2.58 | https://re.jrc.ec.europa.eu/api/v5_3/PVcalc?lat=30.0444&lon=31.2357&peakpower=1&loss=14&angle=85&aspect=45&outputformat=json&raddatabase=PVGIS-SARAH3&pvtechchoice=crystSi&mountingplace=free&usehorizon=1
85 | 225 | 7 | 83.43 | 2.69 | https://re.jrc.ec.europa.eu/api/v5_3/PVcalc?lat=30.0444&lon=31.2357&peakpower=1&loss=14&angle=85&aspect=45&outputformat=json&raddatabase=PVGIS-SARAH3&pvtechchoice=crystSi&mountingplace=free&usehorizon=1
85 | 225 | 8 | 93.17 | 3.01 | https://re.jrc.ec.europa.eu/api/v5_3/PVcalc?lat=30.0444&lon=31.2357&peakpower=1&loss=14&angle=85&aspect=45&outputformat=json&raddatabase=PVGIS-SARAH3&pvtechchoice=crystSi&mountingplace=free&usehorizon=1
85 | 225 | 9 | 101.14 | 3.37 | https://re.jrc.ec.europa.eu/api/v5_3/PVcalc?lat=30.0444&lon=31.2357&peakpower=1&loss=14&angle=85&aspect=45&outputformat=json&raddatabase=PVGIS-SARAH3&pvtechchoice=crystSi&mountingplace=free&usehorizon=1
85 | 225 | 10 | 105.3 | 3.4 | https://re.jrc.ec.europa.eu/api/v5_3/PVcalc?lat=30.0444&lon=31.2357&peakpower=1&loss=14&angle=85&aspect=45&outputformat=json&raddatabase=PVGIS-SARAH3&pvtechchoice=crystSi&mountingplace=free&usehorizon=1
85 | 225 | 11 | 101.16 | 3.37 | https://re.jrc.ec.europa.eu/api/v5_3/PVcalc?lat=30.0444&lon=31.2357&peakpower=1&loss=14&angle=85&aspect=45&outputformat=json&raddatabase=PVGIS-SARAH3&pvtechchoice=crystSi&mountingplace=free&usehorizon=1
85 | 225 | 12 | 99.45 | 3.21 | https://re.jrc.ec.europa.eu/api/v5_3/PVcalc?lat=30.0444&lon=31.2357&peakpower=1&loss=14&angle=85&aspect=45&outputformat=json&raddatabase=PVGIS-SARAH3&pvtechchoice=crystSi&mountingplace=free&usehorizon=1
85 | 240 | 1 | 81.26 | 2.62 | https://re.jrc.ec.europa.eu/api/v5_3/PVcalc?lat=30.0444&lon=31.2357&peakpower=1&loss=14&angle=85&aspect=60&outputformat=json&raddatabase=PVGIS-SARAH3&pvtechchoice=crystSi&mountingplace=free&usehorizon=1
85 | 240 | 2 | 78.68 | 2.81 | https://re.jrc.ec.europa.eu/api/v5_3/PVcalc?lat=30.0444&lon=31.2357&peakpower=1&loss=14&angle=85&aspect=60&outputformat=json&raddatabase=PVGIS-SARAH3&pvtechchoice=crystSi&mountingplace=free&usehorizon=1
85 | 240 | 3 | 98.94 | 3.19 | https://re.jrc.ec.europa.eu/api/v5_3/PVcalc?lat=30.0444&lon=31.2357&peakpower=1&loss=14&angle=85&aspect=60&outputformat=json&raddatabase=PVGIS-SARAH3&pvtechchoice=crystSi&mountingplace=free&usehorizon=1
85 | 240 | 4 | 93.81 | 3.13 | https://re.jrc.ec.europa.eu/api/v5_3/PVcalc?lat=30.0444&lon=31.2357&peakpower=1&loss=14&angle=85&aspect=60&outputformat=json&raddatabase=PVGIS-SARAH3&pvtechchoice=crystSi&mountingplace=free&usehorizon=1
85 | 240 | 5 | 91.24 | 2.94 | https://re.jrc.ec.europa.eu/api/v5_3/PVcalc?lat=30.0444&lon=31.2357&peakpower=1&loss=14&angle=85&aspect=60&outputformat=json&raddatabase=PVGIS-SARAH3&pvtechchoice=crystSi&mountingplace=free&usehorizon=1
85 | 240 | 6 | 88.02 | 2.93 | https://re.jrc.ec.europa.eu/api/v5_3/PVcalc?lat=30.0444&lon=31.2357&peakpower=1&loss=14&angle=85&aspect=60&outputformat=json&raddatabase=PVGIS-SARAH3&pvtechchoice=crystSi&mountingplace=free&usehorizon=1
85 | 240 | 7 | 93.48 | 3.02 | https://re.jrc.ec.europa.eu/api/v5_3/PVcalc?lat=30.0444&lon=31.2357&peakpower=1&loss=14&angle=85&aspect=60&outputformat=json&raddatabase=PVGIS-SARAH3&pvtechchoice=crystSi&mountingplace=free&usehorizon=1
85 | 240 | 8 | 98.85 | 3.19 | https://re.jrc.ec.europa.eu/api/v5_3/PVcalc?lat=30.0444&lon=31.2357&peakpower=1&loss=14&angle=85&aspect=60&outputformat=json&raddatabase=PVGIS-SARAH3&pvtechchoice=crystSi&mountingplace=free&usehorizon=1
85 | 240 | 9 | 98.52 | 3.28 | https://re.jrc.ec.europa.eu/api/v5_3/PVcalc?lat=30.0444&lon=31.2357&peakpower=1&loss=14&angle=85&aspect=60&outputformat=json&raddatabase=PVGIS-SARAH3&pvtechchoice=crystSi&mountingplace=free&usehorizon=1
85 | 240 | 10 | 95.68 | 3.09 | https://re.jrc.ec.europa.eu/api/v5_3/PVcalc?lat=30.0444&lon=31.2357&peakpower=1&loss=14&angle=85&aspect=60&outputformat=json&raddatabase=PVGIS-SARAH3&pvtechchoice=crystSi&mountingplace=free&usehorizon=1
85 | 240 | 11 | 86.71 | 2.89 | https://re.jrc.ec.europa.eu/api/v5_3/PVcalc?lat=30.0444&lon=31.2357&peakpower=1&loss=14&angle=85&aspect=60&outputformat=json&raddatabase=PVGIS-SARAH3&pvtechchoice=crystSi&mountingplace=free&usehorizon=1
85 | 240 | 12 | 82.51 | 2.66 | https://re.jrc.ec.europa.eu/api/v5_3/PVcalc?lat=30.0444&lon=31.2357&peakpower=1&loss=14&angle=85&aspect=60&outputformat=json&raddatabase=PVGIS-SARAH3&pvtechchoice=crystSi&mountingplace=free&usehorizon=1
85 | 255 | 1 | 66.21 | 2.14 | https://re.jrc.ec.europa.eu/api/v5_3/PVcalc?lat=30.0444&lon=31.2357&peakpower=1&loss=14&angle=85&aspect=75&outputformat=json&raddatabase=PVGIS-SARAH3&pvtechchoice=crystSi&mountingplace=free&usehorizon=1
85 | 255 | 2 | 67.79 | 2.42 | https://re.jrc.ec.europa.eu/api/v5_3/PVcalc?lat=30.0444&lon=31.2357&peakpower=1&loss=14&angle=85&aspect=75&outputformat=json&raddatabase=PVGIS-SARAH3&pvtechchoice=crystSi&mountingplace=free&usehorizon=1
85 | 255 | 3 | 90.79 | 2.93 | https://re.jrc.ec.europa.eu/api/v5_3/PVcalc?lat=30.0444&lon=31.2357&peakpower=1&loss=14&angle=85&aspect=75&outputformat=json&raddatabase=PVGIS-SARAH3&pvtechchoice=crystSi&mountingplace=free&usehorizon=1
85 | 255 | 4 | 91.39 | 3.05 | https://re.jrc.ec.europa.eu/api/v5_3/PVcalc?lat=30.0444&lon=31.2357&peakpower=1&loss=14&angle=85&aspect=75&outputformat=json&raddatabase=PVGIS-SARAH3&pvtechchoice=crystSi&mountingplace=free&usehorizon=1
85 | 255 | 5 | 94.1 | 3.04 | https://re.jrc.ec.europa.eu/api/v5_3/PVcalc?lat=30.0444&lon=31.2357&peakpower=1&loss=14&angle=85&aspect=75&outputformat=json&raddatabase=PVGIS-SARAH3&pvtechchoice=crystSi&mountingplace=free&usehorizon=1
85 | 255 | 6 | 95.9 | 3.2 | https://re.jrc.ec.europa.eu/api/v5_3/PVcalc?lat=30.0444&lon=31.2357&peakpower=1&loss=14&angle=85&aspect=75&outputformat=json&raddatabase=PVGIS-SARAH3&pvtechchoice=crystSi&mountingplace=free&usehorizon=1
85 | 255 | 7 | 100.57 | 3.24 | https://re.jrc.ec.europa.eu/api/v5_3/PVcalc?lat=30.0444&lon=31.2357&peakpower=1&loss=14&angle=85&aspect=75&outputformat=json&raddatabase=PVGIS-SARAH3&pvtechchoice=crystSi&mountingplace=free&usehorizon=1
85 | 255 | 8 | 99.59 | 3.21 | https://re.jrc.ec.europa.eu/api/v5_3/PVcalc?lat=30.0444&lon=31.2357&peakpower=1&loss=14&angle=85&aspect=75&outputformat=json&raddatabase=PVGIS-SARAH3&pvtechchoice=crystSi&mountingplace=free&usehorizon=1
85 | 255 | 9 | 93.5 | 3.12 | https://re.jrc.ec.europa.eu/api/v5_3/PVcalc?lat=30.0444&lon=31.2357&peakpower=1&loss=14&angle=85&aspect=75&outputformat=json&raddatabase=PVGIS-SARAH3&pvtechchoice=crystSi&mountingplace=free&usehorizon=1
85 | 255 | 10 | 84.54 | 2.73 | https://re.jrc.ec.europa.eu/api/v5_3/PVcalc?lat=30.0444&lon=31.2357&peakpower=1&loss=14&angle=85&aspect=75&outputformat=json&raddatabase=PVGIS-SARAH3&pvtechchoice=crystSi&mountingplace=free&usehorizon=1
85 | 255 | 11 | 71.77 | 2.39 | https://re.jrc.ec.europa.eu/api/v5_3/PVcalc?lat=30.0444&lon=31.2357&peakpower=1&loss=14&angle=85&aspect=75&outputformat=json&raddatabase=PVGIS-SARAH3&pvtechchoice=crystSi&mountingplace=free&usehorizon=1
85 | 255 | 12 | 65.84 | 2.12 | https://re.jrc.ec.europa.eu/api/v5_3/PVcalc?lat=30.0444&lon=31.2357&peakpower=1&loss=14&angle=85&aspect=75&outputformat=json&raddatabase=PVGIS-SARAH3&pvtechchoice=crystSi&mountingplace=free&usehorizon=1
85 | 270 | 1 | 51.23 | 1.65 | https://re.jrc.ec.europa.eu/api/v5_3/PVcalc?lat=30.0444&lon=31.2357&peakpower=1&loss=14&angle=85&aspect=90&outputformat=json&raddatabase=PVGIS-SARAH3&pvtechchoice=crystSi&mountingplace=free&usehorizon=1
85 | 270 | 2 | 57.06 | 2.04 | https://re.jrc.ec.europa.eu/api/v5_3/PVcalc?lat=30.0444&lon=31.2357&peakpower=1&loss=14&angle=85&aspect=90&outputformat=json&raddatabase=PVGIS-SARAH3&pvtechchoice=crystSi&mountingplace=free&usehorizon=1
85 | 270 | 3 | 81.77 | 2.64 | https://re.jrc.ec.europa.eu/api/v5_3/PVcalc?lat=30.0444&lon=31.2357&peakpower=1&loss=14&angle=85&aspect=90&outputformat=json&raddatabase=PVGIS-SARAH3&pvtechchoice=crystSi&mountingplace=free&usehorizon=1
85 | 270 | 4 | 87.38 | 2.91 | https://re.jrc.ec.europa.eu/api/v5_3/PVcalc?lat=30.0444&lon=31.2357&peakpower=1&loss=14&angle=85&aspect=90&outputformat=json&raddatabase=PVGIS-SARAH3&pvtechchoice=crystSi&mountingplace=free&usehorizon=1
85 | 270 | 5 | 94.61 | 3.05 | https://re.jrc.ec.europa.eu/api/v5_3/PVcalc?lat=30.0444&lon=31.2357&peakpower=1&loss=14&angle=85&aspect=90&outputformat=json&raddatabase=PVGIS-SARAH3&pvtechchoice=crystSi&mountingplace=free&usehorizon=1
85 | 270 | 6 | 99.2 | 3.31 | https://re.jrc.ec.europa.eu/api/v5_3/PVcalc?lat=30.0444&lon=31.2357&peakpower=1&loss=14&angle=85&aspect=90&outputformat=json&raddatabase=PVGIS-SARAH3&pvtechchoice=crystSi&mountingplace=free&usehorizon=1
85 | 270 | 7 | 102.86 | 3.32 | https://re.jrc.ec.europa.eu/api/v5_3/PVcalc?lat=30.0444&lon=31.2357&peakpower=1&loss=14&angle=85&aspect=90&outputformat=json&raddatabase=PVGIS-SARAH3&pvtechchoice=crystSi&mountingplace=free&usehorizon=1
85 | 270 | 8 | 97.42 | 3.14 | https://re.jrc.ec.europa.eu/api/v5_3/PVcalc?lat=30.0444&lon=31.2357&peakpower=1&loss=14&angle=85&aspect=90&outputformat=json&raddatabase=PVGIS-SARAH3&pvtechchoice=crystSi&mountingplace=free&usehorizon=1
85 | 270 | 9 | 85.2 | 2.84 | https://re.jrc.ec.europa.eu/api/v5_3/PVcalc?lat=30.0444&lon=31.2357&peakpower=1&loss=14&angle=85&aspect=90&outputformat=json&raddatabase=PVGIS-SARAH3&pvtechchoice=crystSi&mountingplace=free&usehorizon=1
85 | 270 | 10 | 71.37 | 2.3 | https://re.jrc.ec.europa.eu/api/v5_3/PVcalc?lat=30.0444&lon=31.2357&peakpower=1&loss=14&angle=85&aspect=90&outputformat=json&raddatabase=PVGIS-SARAH3&pvtechchoice=crystSi&mountingplace=free&usehorizon=1
85 | 270 | 11 | 56.43 | 1.88 | https://re.jrc.ec.europa.eu/api/v5_3/PVcalc?lat=30.0444&lon=31.2357&peakpower=1&loss=14&angle=85&aspect=90&outputformat=json&raddatabase=PVGIS-SARAH3&pvtechchoice=crystSi&mountingplace=free&usehorizon=1
85 | 270 | 12 | 49.79 | 1.61 | https://re.jrc.ec.europa.eu/api/v5_3/PVcalc?lat=30.0444&lon=31.2357&peakpower=1&loss=14&angle=85&aspect=90&outputformat=json&raddatabase=PVGIS-SARAH3&pvtechchoice=crystSi&mountingplace=free&usehorizon=1
85 | 285 | 1 | 37.07 | 1.2 | https://re.jrc.ec.europa.eu/api/v5_3/PVcalc?lat=30.0444&lon=31.2357&peakpower=1&loss=14&angle=85&aspect=105&outputformat=json&raddatabase=PVGIS-SARAH3&pvtechchoice=crystSi&mountingplace=free&usehorizon=1
85 | 285 | 2 | 45.06 | 1.61 | https://re.jrc.ec.europa.eu/api/v5_3/PVcalc?lat=30.0444&lon=31.2357&peakpower=1&loss=14&angle=85&aspect=105&outputformat=json&raddatabase=PVGIS-SARAH3&pvtechchoice=crystSi&mountingplace=free&usehorizon=1
85 | 285 | 3 | 69.31 | 2.24 | https://re.jrc.ec.europa.eu/api/v5_3/PVcalc?lat=30.0444&lon=31.2357&peakpower=1&loss=14&angle=85&aspect=105&outputformat=json&raddatabase=PVGIS-SARAH3&pvtechchoice=crystSi&mountingplace=free&usehorizon=1
85 | 285 | 4 | 80.03 | 2.67 | https://re.jrc.ec.europa.eu/api/v5_3/PVcalc?lat=30.0444&lon=31.2357&peakpower=1&loss=14&angle=85&aspect=105&outputformat=json&raddatabase=PVGIS-SARAH3&pvtechchoice=crystSi&mountingplace=free&usehorizon=1
85 | 285 | 5 | 91.15 | 2.94 | https://re.jrc.ec.europa.eu/api/v5_3/PVcalc?lat=30.0444&lon=31.2357&peakpower=1&loss=14&angle=85&aspect=105&outputformat=json&raddatabase=PVGIS-SARAH3&pvtechchoice=crystSi&mountingplace=free&usehorizon=1
85 | 285 | 6 | 97.95 | 3.27 | https://re.jrc.ec.europa.eu/api/v5_3/PVcalc?lat=30.0444&lon=31.2357&peakpower=1&loss=14&angle=85&aspect=105&outputformat=json&raddatabase=PVGIS-SARAH3&pvtechchoice=crystSi&mountingplace=free&usehorizon=1
85 | 285 | 7 | 100.47 | 3.24 | https://re.jrc.ec.europa.eu/api/v5_3/PVcalc?lat=30.0444&lon=31.2357&peakpower=1&loss=14&angle=85&aspect=105&outputformat=json&raddatabase=PVGIS-SARAH3&pvtechchoice=crystSi&mountingplace=free&usehorizon=1
85 | 285 | 8 | 91.04 | 2.94 | https://re.jrc.ec.europa.eu/api/v5_3/PVcalc?lat=30.0444&lon=31.2357&peakpower=1&loss=14&angle=85&aspect=105&outputformat=json&raddatabase=PVGIS-SARAH3&pvtechchoice=crystSi&mountingplace=free&usehorizon=1
85 | 285 | 9 | 74.64 | 2.49 | https://re.jrc.ec.europa.eu/api/v5_3/PVcalc?lat=30.0444&lon=31.2357&peakpower=1&loss=14&angle=85&aspect=105&outputformat=json&raddatabase=PVGIS-SARAH3&pvtechchoice=crystSi&mountingplace=free&usehorizon=1
85 | 285 | 10 | 57.84 | 1.87 | https://re.jrc.ec.europa.eu/api/v5_3/PVcalc?lat=30.0444&lon=31.2357&peakpower=1&loss=14&angle=85&aspect=105&outputformat=json&raddatabase=PVGIS-SARAH3&pvtechchoice=crystSi&mountingplace=free&usehorizon=1
85 | 285 | 11 | 41.34 | 1.38 | https://re.jrc.ec.europa.eu/api/v5_3/PVcalc?lat=30.0444&lon=31.2357&peakpower=1&loss=14&angle=85&aspect=105&outputformat=json&raddatabase=PVGIS-SARAH3&pvtechchoice=crystSi&mountingplace=free&usehorizon=1
85 | 285 | 12 | 34.9 | 1.13 | https://re.jrc.ec.europa.eu/api/v5_3/PVcalc?lat=30.0444&lon=31.2357&peakpower=1&loss=14&angle=85&aspect=105&outputformat=json&raddatabase=PVGIS-SARAH3&pvtechchoice=crystSi&mountingplace=free&usehorizon=1
85 | 300 | 1 | 24.71 | 0.8 | https://re.jrc.ec.europa.eu/api/v5_3/PVcalc?lat=30.0444&lon=31.2357&peakpower=1&loss=14&angle=85&aspect=120&outputformat=json&raddatabase=PVGIS-SARAH3&pvtechchoice=crystSi&mountingplace=free&usehorizon=1
85 | 300 | 2 | 33.2 | 1.19 | https://re.jrc.ec.europa.eu/api/v5_3/PVcalc?lat=30.0444&lon=31.2357&peakpower=1&loss=14&angle=85&aspect=120&outputformat=json&raddatabase=PVGIS-SARAH3&pvtechchoice=crystSi&mountingplace=free&usehorizon=1
85 | 300 | 3 | 56.4 | 1.82 | https://re.jrc.ec.europa.eu/api/v5_3/PVcalc?lat=30.0444&lon=31.2357&peakpower=1&loss=14&angle=85&aspect=120&outputformat=json&raddatabase=PVGIS-SARAH3&pvtechchoice=crystSi&mountingplace=free&usehorizon=1
85 | 300 | 4 | 69.04 | 2.3 | https://re.jrc.ec.europa.eu/api/v5_3/PVcalc?lat=30.0444&lon=31.2357&peakpower=1&loss=14&angle=85&aspect=120&outputformat=json&raddatabase=PVGIS-SARAH3&pvtechchoice=crystSi&mountingplace=free&usehorizon=1
85 | 300 | 5 | 83.99 | 2.71 | https://re.jrc.ec.europa.eu/api/v5_3/PVcalc?lat=30.0444&lon=31.2357&peakpower=1&loss=14&angle=85&aspect=120&outputformat=json&raddatabase=PVGIS-SARAH3&pvtechchoice=crystSi&mountingplace=free&usehorizon=1
85 | 300 | 6 | 92.26 | 3.08 | https://re.jrc.ec.europa.eu/api/v5_3/PVcalc?lat=30.0444&lon=31.2357&peakpower=1&loss=14&angle=85&aspect=120&outputformat=json&raddatabase=PVGIS-SARAH3&pvtechchoice=crystSi&mountingplace=free&usehorizon=1
85 | 300 | 7 | 93.6 | 3.02 | https://re.jrc.ec.europa.eu/api/v5_3/PVcalc?lat=30.0444&lon=31.2357&peakpower=1&loss=14&angle=85&aspect=120&outputformat=json&raddatabase=PVGIS-SARAH3&pvtechchoice=crystSi&mountingplace=free&usehorizon=1
85 | 300 | 8 | 79.98 | 2.58 | https://re.jrc.ec.europa.eu/api/v5_3/PVcalc?lat=30.0444&lon=31.2357&peakpower=1&loss=14&angle=85&aspect=120&outputformat=json&raddatabase=PVGIS-SARAH3&pvtechchoice=crystSi&mountingplace=free&usehorizon=1
85 | 300 | 9 | 60.9 | 2.03 | https://re.jrc.ec.europa.eu/api/v5_3/PVcalc?lat=30.0444&lon=31.2357&peakpower=1&loss=14&angle=85&aspect=120&outputformat=json&raddatabase=PVGIS-SARAH3&pvtechchoice=crystSi&mountingplace=free&usehorizon=1
85 | 300 | 10 | 42.98 | 1.39 | https://re.jrc.ec.europa.eu/api/v5_3/PVcalc?lat=30.0444&lon=31.2357&peakpower=1&loss=14&angle=85&aspect=120&outputformat=json&raddatabase=PVGIS-SARAH3&pvtechchoice=crystSi&mountingplace=free&usehorizon=1
85 | 300 | 11 | 27.94 | 0.93 | https://re.jrc.ec.europa.eu/api/v5_3/PVcalc?lat=30.0444&lon=31.2357&peakpower=1&loss=14&angle=85&aspect=120&outputformat=json&raddatabase=PVGIS-SARAH3&pvtechchoice=crystSi&mountingplace=free&usehorizon=1
85 | 300 | 12 | 22.38 | 0.72 | https://re.jrc.ec.europa.eu/api/v5_3/PVcalc?lat=30.0444&lon=31.2357&peakpower=1&loss=14&angle=85&aspect=120&outputformat=json&raddatabase=PVGIS-SARAH3&pvtechchoice=crystSi&mountingplace=free&usehorizon=1
85 | 315 | 1 | 15.97 | 0.52 | https://re.jrc.ec.europa.eu/api/v5_3/PVcalc?lat=30.0444&lon=31.2357&peakpower=1&loss=14&angle=85&aspect=135&outputformat=json&raddatabase=PVGIS-SARAH3&pvtechchoice=crystSi&mountingplace=free&usehorizon=1
85 | 315 | 2 | 23.15 | 0.83 | https://re.jrc.ec.europa.eu/api/v5_3/PVcalc?lat=30.0444&lon=31.2357&peakpower=1&loss=14&angle=85&aspect=135&outputformat=json&raddatabase=PVGIS-SARAH3&pvtechchoice=crystSi&mountingplace=free&usehorizon=1
85 | 315 | 3 | 41.9 | 1.35 | https://re.jrc.ec.europa.eu/api/v5_3/PVcalc?lat=30.0444&lon=31.2357&peakpower=1&loss=14&angle=85&aspect=135&outputformat=json&raddatabase=PVGIS-SARAH3&pvtechchoice=crystSi&mountingplace=free&usehorizon=1
85 | 315 | 4 | 56.69 | 1.89 | https://re.jrc.ec.europa.eu/api/v5_3/PVcalc?lat=30.0444&lon=31.2357&peakpower=1&loss=14&angle=85&aspect=135&outputformat=json&raddatabase=PVGIS-SARAH3&pvtechchoice=crystSi&mountingplace=free&usehorizon=1
85 | 315 | 5 | 72.88 | 2.35 | https://re.jrc.ec.europa.eu/api/v5_3/PVcalc?lat=30.0444&lon=31.2357&peakpower=1&loss=14&angle=85&aspect=135&outputformat=json&raddatabase=PVGIS-SARAH3&pvtechchoice=crystSi&mountingplace=free&usehorizon=1
85 | 315 | 6 | 82.36 | 2.75 | https://re.jrc.ec.europa.eu/api/v5_3/PVcalc?lat=30.0444&lon=31.2357&peakpower=1&loss=14&angle=85&aspect=135&outputformat=json&raddatabase=PVGIS-SARAH3&pvtechchoice=crystSi&mountingplace=free&usehorizon=1
85 | 315 | 7 | 81.84 | 2.64 | https://re.jrc.ec.europa.eu/api/v5_3/PVcalc?lat=30.0444&lon=31.2357&peakpower=1&loss=14&angle=85&aspect=135&outputformat=json&raddatabase=PVGIS-SARAH3&pvtechchoice=crystSi&mountingplace=free&usehorizon=1
85 | 315 | 8 | 66.46 | 2.14 | https://re.jrc.ec.europa.eu/api/v5_3/PVcalc?lat=30.0444&lon=31.2357&peakpower=1&loss=14&angle=85&aspect=135&outputformat=json&raddatabase=PVGIS-SARAH3&pvtechchoice=crystSi&mountingplace=free&usehorizon=1
85 | 315 | 9 | 46.32 | 1.54 | https://re.jrc.ec.europa.eu/api/v5_3/PVcalc?lat=30.0444&lon=31.2357&peakpower=1&loss=14&angle=85&aspect=135&outputformat=json&raddatabase=PVGIS-SARAH3&pvtechchoice=crystSi&mountingplace=free&usehorizon=1
85 | 315 | 10 | 29.12 | 0.94 | https://re.jrc.ec.europa.eu/api/v5_3/PVcalc?lat=30.0444&lon=31.2357&peakpower=1&loss=14&angle=85&aspect=135&outputformat=json&raddatabase=PVGIS-SARAH3&pvtechchoice=crystSi&mountingplace=free&usehorizon=1
85 | 315 | 11 | 17.36 | 0.58 | https://re.jrc.ec.europa.eu/api/v5_3/PVcalc?lat=30.0444&lon=31.2357&peakpower=1&loss=14&angle=85&aspect=135&outputformat=json&raddatabase=PVGIS-SARAH3&pvtechchoice=crystSi&mountingplace=free&usehorizon=1
85 | 315 | 12 | 14.19 | 0.46 | https://re.jrc.ec.europa.eu/api/v5_3/PVcalc?lat=30.0444&lon=31.2357&peakpower=1&loss=14&angle=85&aspect=135&outputformat=json&raddatabase=PVGIS-SARAH3&pvtechchoice=crystSi&mountingplace=free&usehorizon=1
85 | 330 | 1 | 12.45 | 0.4 | https://re.jrc.ec.europa.eu/api/v5_3/PVcalc?lat=30.0444&lon=31.2357&peakpower=1&loss=14&angle=85&aspect=150&outputformat=json&raddatabase=PVGIS-SARAH3&pvtechchoice=crystSi&mountingplace=free&usehorizon=1
85 | 330 | 2 | 16.41 | 0.59 | https://re.jrc.ec.europa.eu/api/v5_3/PVcalc?lat=30.0444&lon=31.2357&peakpower=1&loss=14&angle=85&aspect=150&outputformat=json&raddatabase=PVGIS-SARAH3&pvtechchoice=crystSi&mountingplace=free&usehorizon=1
85 | 330 | 3 | 28.95 | 0.93 | https://re.jrc.ec.europa.eu/api/v5_3/PVcalc?lat=30.0444&lon=31.2357&peakpower=1&loss=14&angle=85&aspect=150&outputformat=json&raddatabase=PVGIS-SARAH3&pvtechchoice=crystSi&mountingplace=free&usehorizon=1
85 | 330 | 4 | 42.61 | 1.42 | https://re.jrc.ec.europa.eu/api/v5_3/PVcalc?lat=30.0444&lon=31.2357&peakpower=1&loss=14&angle=85&aspect=150&outputformat=json&raddatabase=PVGIS-SARAH3&pvtechchoice=crystSi&mountingplace=free&usehorizon=1
85 | 330 | 5 | 58.79 | 1.9 | https://re.jrc.ec.europa.eu/api/v5_3/PVcalc?lat=30.0444&lon=31.2357&peakpower=1&loss=14&angle=85&aspect=150&outputformat=json&raddatabase=PVGIS-SARAH3&pvtechchoice=crystSi&mountingplace=free&usehorizon=1
85 | 330 | 6 | 68.64 | 2.29 | https://re.jrc.ec.europa.eu/api/v5_3/PVcalc?lat=30.0444&lon=31.2357&peakpower=1&loss=14&angle=85&aspect=150&outputformat=json&raddatabase=PVGIS-SARAH3&pvtechchoice=crystSi&mountingplace=free&usehorizon=1
85 | 330 | 7 | 66.23 | 2.14 | https://re.jrc.ec.europa.eu/api/v5_3/PVcalc?lat=30.0444&lon=31.2357&peakpower=1&loss=14&angle=85&aspect=150&outputformat=json&raddatabase=PVGIS-SARAH3&pvtechchoice=crystSi&mountingplace=free&usehorizon=1
85 | 330 | 8 | 50.11 | 1.62 | https://re.jrc.ec.europa.eu/api/v5_3/PVcalc?lat=30.0444&lon=31.2357&peakpower=1&loss=14&angle=85&aspect=150&outputformat=json&raddatabase=PVGIS-SARAH3&pvtechchoice=crystSi&mountingplace=free&usehorizon=1
85 | 330 | 9 | 31.5 | 1.05 | https://re.jrc.ec.europa.eu/api/v5_3/PVcalc?lat=30.0444&lon=31.2357&peakpower=1&loss=14&angle=85&aspect=150&outputformat=json&raddatabase=PVGIS-SARAH3&pvtechchoice=crystSi&mountingplace=free&usehorizon=1
85 | 330 | 10 | 18.77 | 0.61 | https://re.jrc.ec.europa.eu/api/v5_3/PVcalc?lat=30.0444&lon=31.2357&peakpower=1&loss=14&angle=85&aspect=150&outputformat=json&raddatabase=PVGIS-SARAH3&pvtechchoice=crystSi&mountingplace=free&usehorizon=1
85 | 330 | 11 | 12.34 | 0.41 | https://re.jrc.ec.europa.eu/api/v5_3/PVcalc?lat=30.0444&lon=31.2357&peakpower=1&loss=14&angle=85&aspect=150&outputformat=json&raddatabase=PVGIS-SARAH3&pvtechchoice=crystSi&mountingplace=free&usehorizon=1
85 | 330 | 12 | 11.42 | 0.37 | https://re.jrc.ec.europa.eu/api/v5_3/PVcalc?lat=30.0444&lon=31.2357&peakpower=1&loss=14&angle=85&aspect=150&outputformat=json&raddatabase=PVGIS-SARAH3&pvtechchoice=crystSi&mountingplace=free&usehorizon=1
85 | 345 | 1 | 12.38 | 0.4 | https://re.jrc.ec.europa.eu/api/v5_3/PVcalc?lat=30.0444&lon=31.2357&peakpower=1&loss=14&angle=85&aspect=165&outputformat=json&raddatabase=PVGIS-SARAH3&pvtechchoice=crystSi&mountingplace=free&usehorizon=1
85 | 345 | 2 | 14.52 | 0.52 | https://re.jrc.ec.europa.eu/api/v5_3/PVcalc?lat=30.0444&lon=31.2357&peakpower=1&loss=14&angle=85&aspect=165&outputformat=json&raddatabase=PVGIS-SARAH3&pvtechchoice=crystSi&mountingplace=free&usehorizon=1
85 | 345 | 3 | 20.44 | 0.66 | https://re.jrc.ec.europa.eu/api/v5_3/PVcalc?lat=30.0444&lon=31.2357&peakpower=1&loss=14&angle=85&aspect=165&outputformat=json&raddatabase=PVGIS-SARAH3&pvtechchoice=crystSi&mountingplace=free&usehorizon=1
85 | 345 | 4 | 29.34 | 0.98 | https://re.jrc.ec.europa.eu/api/v5_3/PVcalc?lat=30.0444&lon=31.2357&peakpower=1&loss=14&angle=85&aspect=165&outputformat=json&raddatabase=PVGIS-SARAH3&pvtechchoice=crystSi&mountingplace=free&usehorizon=1
85 | 345 | 5 | 43.53 | 1.4 | https://re.jrc.ec.europa.eu/api/v5_3/PVcalc?lat=30.0444&lon=31.2357&peakpower=1&loss=14&angle=85&aspect=165&outputformat=json&raddatabase=PVGIS-SARAH3&pvtechchoice=crystSi&mountingplace=free&usehorizon=1
85 | 345 | 6 | 51.44 | 1.71 | https://re.jrc.ec.europa.eu/api/v5_3/PVcalc?lat=30.0444&lon=31.2357&peakpower=1&loss=14&angle=85&aspect=165&outputformat=json&raddatabase=PVGIS-SARAH3&pvtechchoice=crystSi&mountingplace=free&usehorizon=1
85 | 345 | 7 | 48.61 | 1.57 | https://re.jrc.ec.europa.eu/api/v5_3/PVcalc?lat=30.0444&lon=31.2357&peakpower=1&loss=14&angle=85&aspect=165&outputformat=json&raddatabase=PVGIS-SARAH3&pvtechchoice=crystSi&mountingplace=free&usehorizon=1
85 | 345 | 8 | 32.99 | 1.06 | https://re.jrc.ec.europa.eu/api/v5_3/PVcalc?lat=30.0444&lon=31.2357&peakpower=1&loss=14&angle=85&aspect=165&outputformat=json&raddatabase=PVGIS-SARAH3&pvtechchoice=crystSi&mountingplace=free&usehorizon=1
85 | 345 | 9 | 19.83 | 0.66 | https://re.jrc.ec.europa.eu/api/v5_3/PVcalc?lat=30.0444&lon=31.2357&peakpower=1&loss=14&angle=85&aspect=165&outputformat=json&raddatabase=PVGIS-SARAH3&pvtechchoice=crystSi&mountingplace=free&usehorizon=1
85 | 345 | 10 | 14.65 | 0.47 | https://re.jrc.ec.europa.eu/api/v5_3/PVcalc?lat=30.0444&lon=31.2357&peakpower=1&loss=14&angle=85&aspect=165&outputformat=json&raddatabase=PVGIS-SARAH3&pvtechchoice=crystSi&mountingplace=free&usehorizon=1
85 | 345 | 11 | 11.87 | 0.4 | https://re.jrc.ec.europa.eu/api/v5_3/PVcalc?lat=30.0444&lon=31.2357&peakpower=1&loss=14&angle=85&aspect=165&outputformat=json&raddatabase=PVGIS-SARAH3&pvtechchoice=crystSi&mountingplace=free&usehorizon=1
85 | 345 | 12 | 11.42 | 0.37 | https://re.jrc.ec.europa.eu/api/v5_3/PVcalc?lat=30.0444&lon=31.2357&peakpower=1&loss=14&angle=85&aspect=165&outputformat=json&raddatabase=PVGIS-SARAH3&pvtechchoice=crystSi&mountingplace=free&usehorizon=1
85 | 360 | 1 | 12.38 | 0.4 | https://re.jrc.ec.europa.eu/api/v5_3/PVcalc?lat=30.0444&lon=31.2357&peakpower=1&loss=14&angle=85&aspect=180&outputformat=json&raddatabase=PVGIS-SARAH3&pvtechchoice=crystSi&mountingplace=free&usehorizon=1
85 | 360 | 2 | 14.49 | 0.52 | https://re.jrc.ec.europa.eu/api/v5_3/PVcalc?lat=30.0444&lon=31.2357&peakpower=1&loss=14&angle=85&aspect=180&outputformat=json&raddatabase=PVGIS-SARAH3&pvtechchoice=crystSi&mountingplace=free&usehorizon=1
85 | 360 | 3 | 18.6 | 0.6 | https://re.jrc.ec.europa.eu/api/v5_3/PVcalc?lat=30.0444&lon=31.2357&peakpower=1&loss=14&angle=85&aspect=180&outputformat=json&raddatabase=PVGIS-SARAH3&pvtechchoice=crystSi&mountingplace=free&usehorizon=1
85 | 360 | 4 | 22.22 | 0.74 | https://re.jrc.ec.europa.eu/api/v5_3/PVcalc?lat=30.0444&lon=31.2357&peakpower=1&loss=14&angle=85&aspect=180&outputformat=json&raddatabase=PVGIS-SARAH3&pvtechchoice=crystSi&mountingplace=free&usehorizon=1
85 | 360 | 5 | 34.47 | 1.11 | https://re.jrc.ec.europa.eu/api/v5_3/PVcalc?lat=30.0444&lon=31.2357&peakpower=1&loss=14&angle=85&aspect=180&outputformat=json&raddatabase=PVGIS-SARAH3&pvtechchoice=crystSi&mountingplace=free&usehorizon=1
85 | 360 | 6 | 43.36 | 1.45 | https://re.jrc.ec.europa.eu/api/v5_3/PVcalc?lat=30.0444&lon=31.2357&peakpower=1&loss=14&angle=85&aspect=180&outputformat=json&raddatabase=PVGIS-SARAH3&pvtechchoice=crystSi&mountingplace=free&usehorizon=1
85 | 360 | 7 | 37.5 | 1.21 | https://re.jrc.ec.europa.eu/api/v5_3/PVcalc?lat=30.0444&lon=31.2357&peakpower=1&loss=14&angle=85&aspect=180&outputformat=json&raddatabase=PVGIS-SARAH3&pvtechchoice=crystSi&mountingplace=free&usehorizon=1
85 | 360 | 8 | 22.19 | 0.72 | https://re.jrc.ec.europa.eu/api/v5_3/PVcalc?lat=30.0444&lon=31.2357&peakpower=1&loss=14&angle=85&aspect=180&outputformat=json&raddatabase=PVGIS-SARAH3&pvtechchoice=crystSi&mountingplace=free&usehorizon=1
85 | 360 | 9 | 15.53 | 0.52 | https://re.jrc.ec.europa.eu/api/v5_3/PVcalc?lat=30.0444&lon=31.2357&peakpower=1&loss=14&angle=85&aspect=180&outputformat=json&raddatabase=PVGIS-SARAH3&pvtechchoice=crystSi&mountingplace=free&usehorizon=1
85 | 360 | 10 | 14.42 | 0.47 | https://re.jrc.ec.europa.eu/api/v5_3/PVcalc?lat=30.0444&lon=31.2357&peakpower=1&loss=14&angle=85&aspect=180&outputformat=json&raddatabase=PVGIS-SARAH3&pvtechchoice=crystSi&mountingplace=free&usehorizon=1
85 | 360 | 11 | 11.87 | 0.4 | https://re.jrc.ec.europa.eu/api/v5_3/PVcalc?lat=30.0444&lon=31.2357&peakpower=1&loss=14&angle=85&aspect=180&outputformat=json&raddatabase=PVGIS-SARAH3&pvtechchoice=crystSi&mountingplace=free&usehorizon=1
85 | 360 | 12 | 11.42 | 0.37 | https://re.jrc.ec.europa.eu/api/v5_3/PVcalc?lat=30.0444&lon=31.2357&peakpower=1&loss=14&angle=85&aspect=180&outputformat=json&raddatabase=PVGIS-SARAH3&pvtechchoice=crystSi&mountingplace=free&usehorizon=1
90 | 0 | 1 | 11.25 | 0.36 | https://re.jrc.ec.europa.eu/api/v5_3/PVcalc?lat=30.0444&lon=31.2357&peakpower=1&loss=14&angle=90&aspect=-180&outputformat=json&raddatabase=PVGIS-SARAH3&pvtechchoice=crystSi&mountingplace=free&usehorizon=1
90 | 0 | 2 | 13.18 | 0.47 | https://re.jrc.ec.europa.eu/api/v5_3/PVcalc?lat=30.0444&lon=31.2357&peakpower=1&loss=14&angle=90&aspect=-180&outputformat=json&raddatabase=PVGIS-SARAH3&pvtechchoice=crystSi&mountingplace=free&usehorizon=1
90 | 0 | 3 | 16.94 | 0.55 | https://re.jrc.ec.europa.eu/api/v5_3/PVcalc?lat=30.0444&lon=31.2357&peakpower=1&loss=14&angle=90&aspect=-180&outputformat=json&raddatabase=PVGIS-SARAH3&pvtechchoice=crystSi&mountingplace=free&usehorizon=1
90 | 0 | 4 | 19.71 | 0.66 | https://re.jrc.ec.europa.eu/api/v5_3/PVcalc?lat=30.0444&lon=31.2357&peakpower=1&loss=14&angle=90&aspect=-180&outputformat=json&raddatabase=PVGIS-SARAH3&pvtechchoice=crystSi&mountingplace=free&usehorizon=1
90 | 0 | 5 | 28.93 | 0.93 | https://re.jrc.ec.europa.eu/api/v5_3/PVcalc?lat=30.0444&lon=31.2357&peakpower=1&loss=14&angle=90&aspect=-180&outputformat=json&raddatabase=PVGIS-SARAH3&pvtechchoice=crystSi&mountingplace=free&usehorizon=1
90 | 0 | 6 | 34.79 | 1.16 | https://re.jrc.ec.europa.eu/api/v5_3/PVcalc?lat=30.0444&lon=31.2357&peakpower=1&loss=14&angle=90&aspect=-180&outputformat=json&raddatabase=PVGIS-SARAH3&pvtechchoice=crystSi&mountingplace=free&usehorizon=1
90 | 0 | 7 | 30.16 | 0.97 | https://re.jrc.ec.europa.eu/api/v5_3/PVcalc?lat=30.0444&lon=31.2357&peakpower=1&loss=14&angle=90&aspect=-180&outputformat=json&raddatabase=PVGIS-SARAH3&pvtechchoice=crystSi&mountingplace=free&usehorizon=1
90 | 0 | 8 | 19.28 | 0.62 | https://re.jrc.ec.europa.eu/api/v5_3/PVcalc?lat=30.0444&lon=31.2357&peakpower=1&loss=14&angle=90&aspect=-180&outputformat=json&raddatabase=PVGIS-SARAH3&pvtechchoice=crystSi&mountingplace=free&usehorizon=1
90 | 0 | 9 | 14.01 | 0.47 | https://re.jrc.ec.europa.eu/api/v5_3/PVcalc?lat=30.0444&lon=31.2357&peakpower=1&loss=14&angle=90&aspect=-180&outputformat=json&raddatabase=PVGIS-SARAH3&pvtechchoice=crystSi&mountingplace=free&usehorizon=1
90 | 0 | 10 | 13.1 | 0.42 | https://re.jrc.ec.europa.eu/api/v5_3/PVcalc?lat=30.0444&lon=31.2357&peakpower=1&loss=14&angle=90&aspect=-180&outputformat=json&raddatabase=PVGIS-SARAH3&pvtechchoice=crystSi&mountingplace=free&usehorizon=1
90 | 0 | 11 | 10.77 | 0.36 | https://re.jrc.ec.europa.eu/api/v5_3/PVcalc?lat=30.0444&lon=31.2357&peakpower=1&loss=14&angle=90&aspect=-180&outputformat=json&raddatabase=PVGIS-SARAH3&pvtechchoice=crystSi&mountingplace=free&usehorizon=1
90 | 0 | 12 | 10.36 | 0.33 | https://re.jrc.ec.europa.eu/api/v5_3/PVcalc?lat=30.0444&lon=31.2357&peakpower=1&loss=14&angle=90&aspect=-180&outputformat=json&raddatabase=PVGIS-SARAH3&pvtechchoice=crystSi&mountingplace=free&usehorizon=1
90 | 15 | 1 | 11.25 | 0.36 | https://re.jrc.ec.europa.eu/api/v5_3/PVcalc?lat=30.0444&lon=31.2357&peakpower=1&loss=14&angle=90&aspect=-165&outputformat=json&raddatabase=PVGIS-SARAH3&pvtechchoice=crystSi&mountingplace=free&usehorizon=1
90 | 15 | 2 | 13.2 | 0.47 | https://re.jrc.ec.europa.eu/api/v5_3/PVcalc?lat=30.0444&lon=31.2357&peakpower=1&loss=14&angle=90&aspect=-165&outputformat=json&raddatabase=PVGIS-SARAH3&pvtechchoice=crystSi&mountingplace=free&usehorizon=1
90 | 15 | 3 | 17.98 | 0.58 | https://re.jrc.ec.europa.eu/api/v5_3/PVcalc?lat=30.0444&lon=31.2357&peakpower=1&loss=14&angle=90&aspect=-165&outputformat=json&raddatabase=PVGIS-SARAH3&pvtechchoice=crystSi&mountingplace=free&usehorizon=1
90 | 15 | 4 | 24.39 | 0.81 | https://re.jrc.ec.europa.eu/api/v5_3/PVcalc?lat=30.0444&lon=31.2357&peakpower=1&loss=14&angle=90&aspect=-165&outputformat=json&raddatabase=PVGIS-SARAH3&pvtechchoice=crystSi&mountingplace=free&usehorizon=1
90 | 15 | 5 | 34.9 | 1.13 | https://re.jrc.ec.europa.eu/api/v5_3/PVcalc?lat=30.0444&lon=31.2357&peakpower=1&loss=14&angle=90&aspect=-165&outputformat=json&raddatabase=PVGIS-SARAH3&pvtechchoice=crystSi&mountingplace=free&usehorizon=1
90 | 15 | 6 | 38.87 | 1.3 | https://re.jrc.ec.europa.eu/api/v5_3/PVcalc?lat=30.0444&lon=31.2357&peakpower=1&loss=14&angle=90&aspect=-165&outputformat=json&raddatabase=PVGIS-SARAH3&pvtechchoice=crystSi&mountingplace=free&usehorizon=1
90 | 15 | 7 | 34.39 | 1.11 | https://re.jrc.ec.europa.eu/api/v5_3/PVcalc?lat=30.0444&lon=31.2357&peakpower=1&loss=14&angle=90&aspect=-165&outputformat=json&raddatabase=PVGIS-SARAH3&pvtechchoice=crystSi&mountingplace=free&usehorizon=1
90 | 15 | 8 | 24.56 | 0.79 | https://re.jrc.ec.europa.eu/api/v5_3/PVcalc?lat=30.0444&lon=31.2357&peakpower=1&loss=14&angle=90&aspect=-165&outputformat=json&raddatabase=PVGIS-SARAH3&pvtechchoice=crystSi&mountingplace=free&usehorizon=1
90 | 15 | 9 | 15.91 | 0.53 | https://re.jrc.ec.europa.eu/api/v5_3/PVcalc?lat=30.0444&lon=31.2357&peakpower=1&loss=14&angle=90&aspect=-165&outputformat=json&raddatabase=PVGIS-SARAH3&pvtechchoice=crystSi&mountingplace=free&usehorizon=1
90 | 15 | 10 | 13.17 | 0.42 | https://re.jrc.ec.europa.eu/api/v5_3/PVcalc?lat=30.0444&lon=31.2357&peakpower=1&loss=14&angle=90&aspect=-165&outputformat=json&raddatabase=PVGIS-SARAH3&pvtechchoice=crystSi&mountingplace=free&usehorizon=1
90 | 15 | 11 | 10.77 | 0.36 | https://re.jrc.ec.europa.eu/api/v5_3/PVcalc?lat=30.0444&lon=31.2357&peakpower=1&loss=14&angle=90&aspect=-165&outputformat=json&raddatabase=PVGIS-SARAH3&pvtechchoice=crystSi&mountingplace=free&usehorizon=1
90 | 15 | 12 | 10.36 | 0.33 | https://re.jrc.ec.europa.eu/api/v5_3/PVcalc?lat=30.0444&lon=31.2357&peakpower=1&loss=14&angle=90&aspect=-165&outputformat=json&raddatabase=PVGIS-SARAH3&pvtechchoice=crystSi&mountingplace=free&usehorizon=1
90 | 30 | 1 | 11.31 | 0.36 | https://re.jrc.ec.europa.eu/api/v5_3/PVcalc?lat=30.0444&lon=31.2357&peakpower=1&loss=14&angle=90&aspect=-150&outputformat=json&raddatabase=PVGIS-SARAH3&pvtechchoice=crystSi&mountingplace=free&usehorizon=1
90 | 30 | 2 | 14.79 | 0.53 | https://re.jrc.ec.europa.eu/api/v5_3/PVcalc?lat=30.0444&lon=31.2357&peakpower=1&loss=14&angle=90&aspect=-150&outputformat=json&raddatabase=PVGIS-SARAH3&pvtechchoice=crystSi&mountingplace=free&usehorizon=1
90 | 30 | 3 | 24.05 | 0.78 | https://re.jrc.ec.europa.eu/api/v5_3/PVcalc?lat=30.0444&lon=31.2357&peakpower=1&loss=14&angle=90&aspect=-150&outputformat=json&raddatabase=PVGIS-SARAH3&pvtechchoice=crystSi&mountingplace=free&usehorizon=1
90 | 30 | 4 | 34.55 | 1.15 | https://re.jrc.ec.europa.eu/api/v5_3/PVcalc?lat=30.0444&lon=31.2357&peakpower=1&loss=14&angle=90&aspect=-150&outputformat=json&raddatabase=PVGIS-SARAH3&pvtechchoice=crystSi&mountingplace=free&usehorizon=1
90 | 30 | 5 | 48.29 | 1.56 | https://re.jrc.ec.europa.eu/api/v5_3/PVcalc?lat=30.0444&lon=31.2357&peakpower=1&loss=14&angle=90&aspect=-150&outputformat=json&raddatabase=PVGIS-SARAH3&pvtechchoice=crystSi&mountingplace=free&usehorizon=1
90 | 30 | 6 | 51.66 | 1.72 | https://re.jrc.ec.europa.eu/api/v5_3/PVcalc?lat=30.0444&lon=31.2357&peakpower=1&loss=14&angle=90&aspect=-150&outputformat=json&raddatabase=PVGIS-SARAH3&pvtechchoice=crystSi&mountingplace=free&usehorizon=1
90 | 30 | 7 | 47.49 | 1.53 | https://re.jrc.ec.europa.eu/api/v5_3/PVcalc?lat=30.0444&lon=31.2357&peakpower=1&loss=14&angle=90&aspect=-150&outputformat=json&raddatabase=PVGIS-SARAH3&pvtechchoice=crystSi&mountingplace=free&usehorizon=1
90 | 30 | 8 | 37.17 | 1.2 | https://re.jrc.ec.europa.eu/api/v5_3/PVcalc?lat=30.0444&lon=31.2357&peakpower=1&loss=14&angle=90&aspect=-150&outputformat=json&raddatabase=PVGIS-SARAH3&pvtechchoice=crystSi&mountingplace=free&usehorizon=1
90 | 30 | 9 | 23.19 | 0.77 | https://re.jrc.ec.europa.eu/api/v5_3/PVcalc?lat=30.0444&lon=31.2357&peakpower=1&loss=14&angle=90&aspect=-150&outputformat=json&raddatabase=PVGIS-SARAH3&pvtechchoice=crystSi&mountingplace=free&usehorizon=1
90 | 30 | 10 | 15.96 | 0.51 | https://re.jrc.ec.europa.eu/api/v5_3/PVcalc?lat=30.0444&lon=31.2357&peakpower=1&loss=14&angle=90&aspect=-150&outputformat=json&raddatabase=PVGIS-SARAH3&pvtechchoice=crystSi&mountingplace=free&usehorizon=1
90 | 30 | 11 | 11.18 | 0.37 | https://re.jrc.ec.europa.eu/api/v5_3/PVcalc?lat=30.0444&lon=31.2357&peakpower=1&loss=14&angle=90&aspect=-150&outputformat=json&raddatabase=PVGIS-SARAH3&pvtechchoice=crystSi&mountingplace=free&usehorizon=1
90 | 30 | 12 | 10.43 | 0.34 | https://re.jrc.ec.europa.eu/api/v5_3/PVcalc?lat=30.0444&lon=31.2357&peakpower=1&loss=14&angle=90&aspect=-150&outputformat=json&raddatabase=PVGIS-SARAH3&pvtechchoice=crystSi&mountingplace=free&usehorizon=1
90 | 45 | 1 | 14.24 | 0.46 | https://re.jrc.ec.europa.eu/api/v5_3/PVcalc?lat=30.0444&lon=31.2357&peakpower=1&loss=14&angle=90&aspect=-135&outputformat=json&raddatabase=PVGIS-SARAH3&pvtechchoice=crystSi&mountingplace=free&usehorizon=1
90 | 45 | 2 | 21.1 | 0.75 | https://re.jrc.ec.europa.eu/api/v5_3/PVcalc?lat=30.0444&lon=31.2357&peakpower=1&loss=14&angle=90&aspect=-135&outputformat=json&raddatabase=PVGIS-SARAH3&pvtechchoice=crystSi&mountingplace=free&usehorizon=1
90 | 45 | 3 | 34.77 | 1.12 | https://re.jrc.ec.europa.eu/api/v5_3/PVcalc?lat=30.0444&lon=31.2357&peakpower=1&loss=14&angle=90&aspect=-135&outputformat=json&raddatabase=PVGIS-SARAH3&pvtechchoice=crystSi&mountingplace=free&usehorizon=1
90 | 45 | 4 | 46.56 | 1.55 | https://re.jrc.ec.europa.eu/api/v5_3/PVcalc?lat=30.0444&lon=31.2357&peakpower=1&loss=14&angle=90&aspect=-135&outputformat=json&raddatabase=PVGIS-SARAH3&pvtechchoice=crystSi&mountingplace=free&usehorizon=1
90 | 45 | 5 | 60.67 | 1.96 | https://re.jrc.ec.europa.eu/api/v5_3/PVcalc?lat=30.0444&lon=31.2357&peakpower=1&loss=14&angle=90&aspect=-135&outputformat=json&raddatabase=PVGIS-SARAH3&pvtechchoice=crystSi&mountingplace=free&usehorizon=1
90 | 45 | 6 | 64.19 | 2.14 | https://re.jrc.ec.europa.eu/api/v5_3/PVcalc?lat=30.0444&lon=31.2357&peakpower=1&loss=14&angle=90&aspect=-135&outputformat=json&raddatabase=PVGIS-SARAH3&pvtechchoice=crystSi&mountingplace=free&usehorizon=1
90 | 45 | 7 | 60.86 | 1.96 | https://re.jrc.ec.europa.eu/api/v5_3/PVcalc?lat=30.0444&lon=31.2357&peakpower=1&loss=14&angle=90&aspect=-135&outputformat=json&raddatabase=PVGIS-SARAH3&pvtechchoice=crystSi&mountingplace=free&usehorizon=1
90 | 45 | 8 | 50.2 | 1.62 | https://re.jrc.ec.europa.eu/api/v5_3/PVcalc?lat=30.0444&lon=31.2357&peakpower=1&loss=14&angle=90&aspect=-135&outputformat=json&raddatabase=PVGIS-SARAH3&pvtechchoice=crystSi&mountingplace=free&usehorizon=1
90 | 45 | 9 | 34.33 | 1.14 | https://re.jrc.ec.europa.eu/api/v5_3/PVcalc?lat=30.0444&lon=31.2357&peakpower=1&loss=14&angle=90&aspect=-135&outputformat=json&raddatabase=PVGIS-SARAH3&pvtechchoice=crystSi&mountingplace=free&usehorizon=1
90 | 45 | 10 | 24.53 | 0.79 | https://re.jrc.ec.europa.eu/api/v5_3/PVcalc?lat=30.0444&lon=31.2357&peakpower=1&loss=14&angle=90&aspect=-135&outputformat=json&raddatabase=PVGIS-SARAH3&pvtechchoice=crystSi&mountingplace=free&usehorizon=1
90 | 45 | 11 | 15.37 | 0.51 | https://re.jrc.ec.europa.eu/api/v5_3/PVcalc?lat=30.0444&lon=31.2357&peakpower=1&loss=14&angle=90&aspect=-135&outputformat=json&raddatabase=PVGIS-SARAH3&pvtechchoice=crystSi&mountingplace=free&usehorizon=1
90 | 45 | 12 | 12.63 | 0.41 | https://re.jrc.ec.europa.eu/api/v5_3/PVcalc?lat=30.0444&lon=31.2357&peakpower=1&loss=14&angle=90&aspect=-135&outputformat=json&raddatabase=PVGIS-SARAH3&pvtechchoice=crystSi&mountingplace=free&usehorizon=1
90 | 60 | 1 | 23.03 | 0.74 | https://re.jrc.ec.europa.eu/api/v5_3/PVcalc?lat=30.0444&lon=31.2357&peakpower=1&loss=14&angle=90&aspect=-120&outputformat=json&raddatabase=PVGIS-SARAH3&pvtechchoice=crystSi&mountingplace=free&usehorizon=1
90 | 60 | 2 | 31.58 | 1.13 | https://re.jrc.ec.europa.eu/api/v5_3/PVcalc?lat=30.0444&lon=31.2357&peakpower=1&loss=14&angle=90&aspect=-120&outputformat=json&raddatabase=PVGIS-SARAH3&pvtechchoice=crystSi&mountingplace=free&usehorizon=1
90 | 60 | 3 | 46.86 | 1.51 | https://re.jrc.ec.europa.eu/api/v5_3/PVcalc?lat=30.0444&lon=31.2357&peakpower=1&loss=14&angle=90&aspect=-120&outputformat=json&raddatabase=PVGIS-SARAH3&pvtechchoice=crystSi&mountingplace=free&usehorizon=1
90 | 60 | 4 | 57.88 | 1.93 | https://re.jrc.ec.europa.eu/api/v5_3/PVcalc?lat=30.0444&lon=31.2357&peakpower=1&loss=14&angle=90&aspect=-120&outputformat=json&raddatabase=PVGIS-SARAH3&pvtechchoice=crystSi&mountingplace=free&usehorizon=1
90 | 60 | 5 | 71.16 | 2.3 | https://re.jrc.ec.europa.eu/api/v5_3/PVcalc?lat=30.0444&lon=31.2357&peakpower=1&loss=14&angle=90&aspect=-120&outputformat=json&raddatabase=PVGIS-SARAH3&pvtechchoice=crystSi&mountingplace=free&usehorizon=1
90 | 60 | 6 | 72.93 | 2.43 | https://re.jrc.ec.europa.eu/api/v5_3/PVcalc?lat=30.0444&lon=31.2357&peakpower=1&loss=14&angle=90&aspect=-120&outputformat=json&raddatabase=PVGIS-SARAH3&pvtechchoice=crystSi&mountingplace=free&usehorizon=1
90 | 60 | 7 | 70.28 | 2.27 | https://re.jrc.ec.europa.eu/api/v5_3/PVcalc?lat=30.0444&lon=31.2357&peakpower=1&loss=14&angle=90&aspect=-120&outputformat=json&raddatabase=PVGIS-SARAH3&pvtechchoice=crystSi&mountingplace=free&usehorizon=1
90 | 60 | 8 | 62.44 | 2.01 | https://re.jrc.ec.europa.eu/api/v5_3/PVcalc?lat=30.0444&lon=31.2357&peakpower=1&loss=14&angle=90&aspect=-120&outputformat=json&raddatabase=PVGIS-SARAH3&pvtechchoice=crystSi&mountingplace=free&usehorizon=1
90 | 60 | 9 | 46.24 | 1.54 | https://re.jrc.ec.europa.eu/api/v5_3/PVcalc?lat=30.0444&lon=31.2357&peakpower=1&loss=14&angle=90&aspect=-120&outputformat=json&raddatabase=PVGIS-SARAH3&pvtechchoice=crystSi&mountingplace=free&usehorizon=1
90 | 60 | 10 | 36.77 | 1.19 | https://re.jrc.ec.europa.eu/api/v5_3/PVcalc?lat=30.0444&lon=31.2357&peakpower=1&loss=14&angle=90&aspect=-120&outputformat=json&raddatabase=PVGIS-SARAH3&pvtechchoice=crystSi&mountingplace=free&usehorizon=1
90 | 60 | 11 | 25.21 | 0.84 | https://re.jrc.ec.europa.eu/api/v5_3/PVcalc?lat=30.0444&lon=31.2357&peakpower=1&loss=14&angle=90&aspect=-120&outputformat=json&raddatabase=PVGIS-SARAH3&pvtechchoice=crystSi&mountingplace=free&usehorizon=1
90 | 60 | 12 | 20.53 | 0.66 | https://re.jrc.ec.europa.eu/api/v5_3/PVcalc?lat=30.0444&lon=31.2357&peakpower=1&loss=14&angle=90&aspect=-120&outputformat=json&raddatabase=PVGIS-SARAH3&pvtechchoice=crystSi&mountingplace=free&usehorizon=1
90 | 75 | 1 | 35.7 | 1.15 | https://re.jrc.ec.europa.eu/api/v5_3/PVcalc?lat=30.0444&lon=31.2357&peakpower=1&loss=14&angle=90&aspect=-105&outputformat=json&raddatabase=PVGIS-SARAH3&pvtechchoice=crystSi&mountingplace=free&usehorizon=1
90 | 75 | 2 | 44.04 | 1.57 | https://re.jrc.ec.europa.eu/api/v5_3/PVcalc?lat=30.0444&lon=31.2357&peakpower=1&loss=14&angle=90&aspect=-105&outputformat=json&raddatabase=PVGIS-SARAH3&pvtechchoice=crystSi&mountingplace=free&usehorizon=1
90 | 75 | 3 | 59.98 | 1.93 | https://re.jrc.ec.europa.eu/api/v5_3/PVcalc?lat=30.0444&lon=31.2357&peakpower=1&loss=14&angle=90&aspect=-105&outputformat=json&raddatabase=PVGIS-SARAH3&pvtechchoice=crystSi&mountingplace=free&usehorizon=1
90 | 75 | 4 | 67.58 | 2.25 | https://re.jrc.ec.europa.eu/api/v5_3/PVcalc?lat=30.0444&lon=31.2357&peakpower=1&loss=14&angle=90&aspect=-105&outputformat=json&raddatabase=PVGIS-SARAH3&pvtechchoice=crystSi&mountingplace=free&usehorizon=1
90 | 75 | 5 | 77.84 | 2.51 | https://re.jrc.ec.europa.eu/api/v5_3/PVcalc?lat=30.0444&lon=31.2357&peakpower=1&loss=14&angle=90&aspect=-105&outputformat=json&raddatabase=PVGIS-SARAH3&pvtechchoice=crystSi&mountingplace=free&usehorizon=1
90 | 75 | 6 | 78.2 | 2.61 | https://re.jrc.ec.europa.eu/api/v5_3/PVcalc?lat=30.0444&lon=31.2357&peakpower=1&loss=14&angle=90&aspect=-105&outputformat=json&raddatabase=PVGIS-SARAH3&pvtechchoice=crystSi&mountingplace=free&usehorizon=1
90 | 75 | 7 | 76.44 | 2.47 | https://re.jrc.ec.europa.eu/api/v5_3/PVcalc?lat=30.0444&lon=31.2357&peakpower=1&loss=14&angle=90&aspect=-105&outputformat=json&raddatabase=PVGIS-SARAH3&pvtechchoice=crystSi&mountingplace=free&usehorizon=1
90 | 75 | 8 | 71.32 | 2.3 | https://re.jrc.ec.europa.eu/api/v5_3/PVcalc?lat=30.0444&lon=31.2357&peakpower=1&loss=14&angle=90&aspect=-105&outputformat=json&raddatabase=PVGIS-SARAH3&pvtechchoice=crystSi&mountingplace=free&usehorizon=1
90 | 75 | 9 | 58.4 | 1.95 | https://re.jrc.ec.europa.eu/api/v5_3/PVcalc?lat=30.0444&lon=31.2357&peakpower=1&loss=14&angle=90&aspect=-105&outputformat=json&raddatabase=PVGIS-SARAH3&pvtechchoice=crystSi&mountingplace=free&usehorizon=1
90 | 75 | 10 | 49.77 | 1.61 | https://re.jrc.ec.europa.eu/api/v5_3/PVcalc?lat=30.0444&lon=31.2357&peakpower=1&loss=14&angle=90&aspect=-105&outputformat=json&raddatabase=PVGIS-SARAH3&pvtechchoice=crystSi&mountingplace=free&usehorizon=1
90 | 75 | 11 | 38.79 | 1.29 | https://re.jrc.ec.europa.eu/api/v5_3/PVcalc?lat=30.0444&lon=31.2357&peakpower=1&loss=14&angle=90&aspect=-105&outputformat=json&raddatabase=PVGIS-SARAH3&pvtechchoice=crystSi&mountingplace=free&usehorizon=1
90 | 75 | 12 | 33.37 | 1.08 | https://re.jrc.ec.europa.eu/api/v5_3/PVcalc?lat=30.0444&lon=31.2357&peakpower=1&loss=14&angle=90&aspect=-105&outputformat=json&raddatabase=PVGIS-SARAH3&pvtechchoice=crystSi&mountingplace=free&usehorizon=1
90 | 90 | 1 | 49.71 | 1.6 | https://re.jrc.ec.europa.eu/api/v5_3/PVcalc?lat=30.0444&lon=31.2357&peakpower=1&loss=14&angle=90&aspect=-90&outputformat=json&raddatabase=PVGIS-SARAH3&pvtechchoice=crystSi&mountingplace=free&usehorizon=1
90 | 90 | 2 | 56.23 | 2.01 | https://re.jrc.ec.europa.eu/api/v5_3/PVcalc?lat=30.0444&lon=31.2357&peakpower=1&loss=14&angle=90&aspect=-90&outputformat=json&raddatabase=PVGIS-SARAH3&pvtechchoice=crystSi&mountingplace=free&usehorizon=1
90 | 90 | 3 | 70.35 | 2.27 | https://re.jrc.ec.europa.eu/api/v5_3/PVcalc?lat=30.0444&lon=31.2357&peakpower=1&loss=14&angle=90&aspect=-90&outputformat=json&raddatabase=PVGIS-SARAH3&pvtechchoice=crystSi&mountingplace=free&usehorizon=1
90 | 90 | 4 | 74.18 | 2.47 | https://re.jrc.ec.europa.eu/api/v5_3/PVcalc?lat=30.0444&lon=31.2357&peakpower=1&loss=14&angle=90&aspect=-90&outputformat=json&raddatabase=PVGIS-SARAH3&pvtechchoice=crystSi&mountingplace=free&usehorizon=1
90 | 90 | 5 | 81.14 | 2.62 | https://re.jrc.ec.europa.eu/api/v5_3/PVcalc?lat=30.0444&lon=31.2357&peakpower=1&loss=14&angle=90&aspect=-90&outputformat=json&raddatabase=PVGIS-SARAH3&pvtechchoice=crystSi&mountingplace=free&usehorizon=1
90 | 90 | 6 | 79.69 | 2.66 | https://re.jrc.ec.europa.eu/api/v5_3/PVcalc?lat=30.0444&lon=31.2357&peakpower=1&loss=14&angle=90&aspect=-90&outputformat=json&raddatabase=PVGIS-SARAH3&pvtechchoice=crystSi&mountingplace=free&usehorizon=1
90 | 90 | 7 | 78.91 | 2.55 | https://re.jrc.ec.europa.eu/api/v5_3/PVcalc?lat=30.0444&lon=31.2357&peakpower=1&loss=14&angle=90&aspect=-90&outputformat=json&raddatabase=PVGIS-SARAH3&pvtechchoice=crystSi&mountingplace=free&usehorizon=1
90 | 90 | 8 | 76.96 | 2.48 | https://re.jrc.ec.europa.eu/api/v5_3/PVcalc?lat=30.0444&lon=31.2357&peakpower=1&loss=14&angle=90&aspect=-90&outputformat=json&raddatabase=PVGIS-SARAH3&pvtechchoice=crystSi&mountingplace=free&usehorizon=1
90 | 90 | 9 | 67.78 | 2.26 | https://re.jrc.ec.europa.eu/api/v5_3/PVcalc?lat=30.0444&lon=31.2357&peakpower=1&loss=14&angle=90&aspect=-90&outputformat=json&raddatabase=PVGIS-SARAH3&pvtechchoice=crystSi&mountingplace=free&usehorizon=1
90 | 90 | 10 | 63.61 | 2.05 | https://re.jrc.ec.europa.eu/api/v5_3/PVcalc?lat=30.0444&lon=31.2357&peakpower=1&loss=14&angle=90&aspect=-90&outputformat=json&raddatabase=PVGIS-SARAH3&pvtechchoice=crystSi&mountingplace=free&usehorizon=1
90 | 90 | 11 | 53.84 | 1.79 | https://re.jrc.ec.europa.eu/api/v5_3/PVcalc?lat=30.0444&lon=31.2357&peakpower=1&loss=14&angle=90&aspect=-90&outputformat=json&raddatabase=PVGIS-SARAH3&pvtechchoice=crystSi&mountingplace=free&usehorizon=1
90 | 90 | 12 | 48.97 | 1.58 | https://re.jrc.ec.europa.eu/api/v5_3/PVcalc?lat=30.0444&lon=31.2357&peakpower=1&loss=14&angle=90&aspect=-90&outputformat=json&raddatabase=PVGIS-SARAH3&pvtechchoice=crystSi&mountingplace=free&usehorizon=1
90 | 105 | 1 | 65.39 | 2.11 | https://re.jrc.ec.europa.eu/api/v5_3/PVcalc?lat=30.0444&lon=31.2357&peakpower=1&loss=14&angle=90&aspect=-75&outputformat=json&raddatabase=PVGIS-SARAH3&pvtechchoice=crystSi&mountingplace=free&usehorizon=1
90 | 105 | 2 | 67.95 | 2.43 | https://re.jrc.ec.europa.eu/api/v5_3/PVcalc?lat=30.0444&lon=31.2357&peakpower=1&loss=14&angle=90&aspect=-75&outputformat=json&raddatabase=PVGIS-SARAH3&pvtechchoice=crystSi&mountingplace=free&usehorizon=1
90 | 105 | 3 | 80.61 | 2.6 | https://re.jrc.ec.europa.eu/api/v5_3/PVcalc?lat=30.0444&lon=31.2357&peakpower=1&loss=14&angle=90&aspect=-75&outputformat=json&raddatabase=PVGIS-SARAH3&pvtechchoice=crystSi&mountingplace=free&usehorizon=1
90 | 105 | 4 | 79.46 | 2.65 | https://re.jrc.ec.europa.eu/api/v5_3/PVcalc?lat=30.0444&lon=31.2357&peakpower=1&loss=14&angle=90&aspect=-75&outputformat=json&raddatabase=PVGIS-SARAH3&pvtechchoice=crystSi&mountingplace=free&usehorizon=1
90 | 105 | 5 | 80.73 | 2.6 | https://re.jrc.ec.europa.eu/api/v5_3/PVcalc?lat=30.0444&lon=31.2357&peakpower=1&loss=14&angle=90&aspect=-75&outputformat=json&raddatabase=PVGIS-SARAH3&pvtechchoice=crystSi&mountingplace=free&usehorizon=1
90 | 105 | 6 | 77.27 | 2.58 | https://re.jrc.ec.europa.eu/api/v5_3/PVcalc?lat=30.0444&lon=31.2357&peakpower=1&loss=14&angle=90&aspect=-75&outputformat=json&raddatabase=PVGIS-SARAH3&pvtechchoice=crystSi&mountingplace=free&usehorizon=1
90 | 105 | 7 | 78.82 | 2.54 | https://re.jrc.ec.europa.eu/api/v5_3/PVcalc?lat=30.0444&lon=31.2357&peakpower=1&loss=14&angle=90&aspect=-75&outputformat=json&raddatabase=PVGIS-SARAH3&pvtechchoice=crystSi&mountingplace=free&usehorizon=1
90 | 105 | 8 | 80.87 | 2.61 | https://re.jrc.ec.europa.eu/api/v5_3/PVcalc?lat=30.0444&lon=31.2357&peakpower=1&loss=14&angle=90&aspect=-75&outputformat=json&raddatabase=PVGIS-SARAH3&pvtechchoice=crystSi&mountingplace=free&usehorizon=1
90 | 105 | 9 | 76.17 | 2.54 | https://re.jrc.ec.europa.eu/api/v5_3/PVcalc?lat=30.0444&lon=31.2357&peakpower=1&loss=14&angle=90&aspect=-75&outputformat=json&raddatabase=PVGIS-SARAH3&pvtechchoice=crystSi&mountingplace=free&usehorizon=1
90 | 105 | 10 | 76.22 | 2.46 | https://re.jrc.ec.europa.eu/api/v5_3/PVcalc?lat=30.0444&lon=31.2357&peakpower=1&loss=14&angle=90&aspect=-75&outputformat=json&raddatabase=PVGIS-SARAH3&pvtechchoice=crystSi&mountingplace=free&usehorizon=1
90 | 105 | 11 | 68.97 | 2.3 | https://re.jrc.ec.europa.eu/api/v5_3/PVcalc?lat=30.0444&lon=31.2357&peakpower=1&loss=14&angle=90&aspect=-75&outputformat=json&raddatabase=PVGIS-SARAH3&pvtechchoice=crystSi&mountingplace=free&usehorizon=1
90 | 105 | 12 | 65.54 | 2.11 | https://re.jrc.ec.europa.eu/api/v5_3/PVcalc?lat=30.0444&lon=31.2357&peakpower=1&loss=14&angle=90&aspect=-75&outputformat=json&raddatabase=PVGIS-SARAH3&pvtechchoice=crystSi&mountingplace=free&usehorizon=1
90 | 120 | 1 | 80.56 | 2.6 | https://re.jrc.ec.europa.eu/api/v5_3/PVcalc?lat=30.0444&lon=31.2357&peakpower=1&loss=14&angle=90&aspect=-60&outputformat=json&raddatabase=PVGIS-SARAH3&pvtechchoice=crystSi&mountingplace=free&usehorizon=1
90 | 120 | 2 | 78.74 | 2.81 | https://re.jrc.ec.europa.eu/api/v5_3/PVcalc?lat=30.0444&lon=31.2357&peakpower=1&loss=14&angle=90&aspect=-60&outputformat=json&raddatabase=PVGIS-SARAH3&pvtechchoice=crystSi&mountingplace=free&usehorizon=1
90 | 120 | 3 | 87.72 | 2.83 | https://re.jrc.ec.europa.eu/api/v5_3/PVcalc?lat=30.0444&lon=31.2357&peakpower=1&loss=14&angle=90&aspect=-60&outputformat=json&raddatabase=PVGIS-SARAH3&pvtechchoice=crystSi&mountingplace=free&usehorizon=1
90 | 120 | 4 | 80.55 | 2.69 | https://re.jrc.ec.europa.eu/api/v5_3/PVcalc?lat=30.0444&lon=31.2357&peakpower=1&loss=14&angle=90&aspect=-60&outputformat=json&raddatabase=PVGIS-SARAH3&pvtechchoice=crystSi&mountingplace=free&usehorizon=1
90 | 120 | 5 | 78.62 | 2.54 | https://re.jrc.ec.europa.eu/api/v5_3/PVcalc?lat=30.0444&lon=31.2357&peakpower=1&loss=14&angle=90&aspect=-60&outputformat=json&raddatabase=PVGIS-SARAH3&pvtechchoice=crystSi&mountingplace=free&usehorizon=1
90 | 120 | 6 | 72.78 | 2.43 | https://re.jrc.ec.europa.eu/api/v5_3/PVcalc?lat=30.0444&lon=31.2357&peakpower=1&loss=14&angle=90&aspect=-60&outputformat=json&raddatabase=PVGIS-SARAH3&pvtechchoice=crystSi&mountingplace=free&usehorizon=1
90 | 120 | 7 | 74.46 | 2.4 | https://re.jrc.ec.europa.eu/api/v5_3/PVcalc?lat=30.0444&lon=31.2357&peakpower=1&loss=14&angle=90&aspect=-60&outputformat=json&raddatabase=PVGIS-SARAH3&pvtechchoice=crystSi&mountingplace=free&usehorizon=1
90 | 120 | 8 | 79.93 | 2.58 | https://re.jrc.ec.europa.eu/api/v5_3/PVcalc?lat=30.0444&lon=31.2357&peakpower=1&loss=14&angle=90&aspect=-60&outputformat=json&raddatabase=PVGIS-SARAH3&pvtechchoice=crystSi&mountingplace=free&usehorizon=1
90 | 120 | 9 | 81 | 2.7 | https://re.jrc.ec.europa.eu/api/v5_3/PVcalc?lat=30.0444&lon=31.2357&peakpower=1&loss=14&angle=90&aspect=-60&outputformat=json&raddatabase=PVGIS-SARAH3&pvtechchoice=crystSi&mountingplace=free&usehorizon=1
90 | 120 | 10 | 86.21 | 2.78 | https://re.jrc.ec.europa.eu/api/v5_3/PVcalc?lat=30.0444&lon=31.2357&peakpower=1&loss=14&angle=90&aspect=-60&outputformat=json&raddatabase=PVGIS-SARAH3&pvtechchoice=crystSi&mountingplace=free&usehorizon=1
90 | 120 | 11 | 83.48 | 2.78 | https://re.jrc.ec.europa.eu/api/v5_3/PVcalc?lat=30.0444&lon=31.2357&peakpower=1&loss=14&angle=90&aspect=-60&outputformat=json&raddatabase=PVGIS-SARAH3&pvtechchoice=crystSi&mountingplace=free&usehorizon=1
90 | 120 | 12 | 82.05 | 2.65 | https://re.jrc.ec.europa.eu/api/v5_3/PVcalc?lat=30.0444&lon=31.2357&peakpower=1&loss=14&angle=90&aspect=-60&outputformat=json&raddatabase=PVGIS-SARAH3&pvtechchoice=crystSi&mountingplace=free&usehorizon=1
90 | 135 | 1 | 94.97 | 3.06 | https://re.jrc.ec.europa.eu/api/v5_3/PVcalc?lat=30.0444&lon=31.2357&peakpower=1&loss=14&angle=90&aspect=-45&outputformat=json&raddatabase=PVGIS-SARAH3&pvtechchoice=crystSi&mountingplace=free&usehorizon=1
90 | 135 | 2 | 87.94 | 3.14 | https://re.jrc.ec.europa.eu/api/v5_3/PVcalc?lat=30.0444&lon=31.2357&peakpower=1&loss=14&angle=90&aspect=-45&outputformat=json&raddatabase=PVGIS-SARAH3&pvtechchoice=crystSi&mountingplace=free&usehorizon=1
90 | 135 | 3 | 92.74 | 2.99 | https://re.jrc.ec.europa.eu/api/v5_3/PVcalc?lat=30.0444&lon=31.2357&peakpower=1&loss=14&angle=90&aspect=-45&outputformat=json&raddatabase=PVGIS-SARAH3&pvtechchoice=crystSi&mountingplace=free&usehorizon=1
90 | 135 | 4 | 79.31 | 2.64 | https://re.jrc.ec.europa.eu/api/v5_3/PVcalc?lat=30.0444&lon=31.2357&peakpower=1&loss=14&angle=90&aspect=-45&outputformat=json&raddatabase=PVGIS-SARAH3&pvtechchoice=crystSi&mountingplace=free&usehorizon=1
90 | 135 | 5 | 71.23 | 2.3 | https://re.jrc.ec.europa.eu/api/v5_3/PVcalc?lat=30.0444&lon=31.2357&peakpower=1&loss=14&angle=90&aspect=-45&outputformat=json&raddatabase=PVGIS-SARAH3&pvtechchoice=crystSi&mountingplace=free&usehorizon=1
90 | 135 | 6 | 62.75 | 2.09 | https://re.jrc.ec.europa.eu/api/v5_3/PVcalc?lat=30.0444&lon=31.2357&peakpower=1&loss=14&angle=90&aspect=-45&outputformat=json&raddatabase=PVGIS-SARAH3&pvtechchoice=crystSi&mountingplace=free&usehorizon=1
90 | 135 | 7 | 65.77 | 2.12 | https://re.jrc.ec.europa.eu/api/v5_3/PVcalc?lat=30.0444&lon=31.2357&peakpower=1&loss=14&angle=90&aspect=-45&outputformat=json&raddatabase=PVGIS-SARAH3&pvtechchoice=crystSi&mountingplace=free&usehorizon=1
90 | 135 | 8 | 75.67 | 2.44 | https://re.jrc.ec.europa.eu/api/v5_3/PVcalc?lat=30.0444&lon=31.2357&peakpower=1&loss=14&angle=90&aspect=-45&outputformat=json&raddatabase=PVGIS-SARAH3&pvtechchoice=crystSi&mountingplace=free&usehorizon=1
90 | 135 | 9 | 84.5 | 2.82 | https://re.jrc.ec.europa.eu/api/v5_3/PVcalc?lat=30.0444&lon=31.2357&peakpower=1&loss=14&angle=90&aspect=-45&outputformat=json&raddatabase=PVGIS-SARAH3&pvtechchoice=crystSi&mountingplace=free&usehorizon=1
90 | 135 | 10 | 95.59 | 3.08 | https://re.jrc.ec.europa.eu/api/v5_3/PVcalc?lat=30.0444&lon=31.2357&peakpower=1&loss=14&angle=90&aspect=-45&outputformat=json&raddatabase=PVGIS-SARAH3&pvtechchoice=crystSi&mountingplace=free&usehorizon=1
90 | 135 | 11 | 97.09 | 3.24 | https://re.jrc.ec.europa.eu/api/v5_3/PVcalc?lat=30.0444&lon=31.2357&peakpower=1&loss=14&angle=90&aspect=-45&outputformat=json&raddatabase=PVGIS-SARAH3&pvtechchoice=crystSi&mountingplace=free&usehorizon=1
90 | 135 | 12 | 97.96 | 3.16 | https://re.jrc.ec.europa.eu/api/v5_3/PVcalc?lat=30.0444&lon=31.2357&peakpower=1&loss=14&angle=90&aspect=-45&outputformat=json&raddatabase=PVGIS-SARAH3&pvtechchoice=crystSi&mountingplace=free&usehorizon=1
90 | 150 | 1 | 108.77 | 3.51 | https://re.jrc.ec.europa.eu/api/v5_3/PVcalc?lat=30.0444&lon=31.2357&peakpower=1&loss=14&angle=90&aspect=-30&outputformat=json&raddatabase=PVGIS-SARAH3&pvtechchoice=crystSi&mountingplace=free&usehorizon=1
90 | 150 | 2 | 95.76 | 3.42 | https://re.jrc.ec.europa.eu/api/v5_3/PVcalc?lat=30.0444&lon=31.2357&peakpower=1&loss=14&angle=90&aspect=-30&outputformat=json&raddatabase=PVGIS-SARAH3&pvtechchoice=crystSi&mountingplace=free&usehorizon=1
90 | 150 | 3 | 96.21 | 3.1 | https://re.jrc.ec.europa.eu/api/v5_3/PVcalc?lat=30.0444&lon=31.2357&peakpower=1&loss=14&angle=90&aspect=-30&outputformat=json&raddatabase=PVGIS-SARAH3&pvtechchoice=crystSi&mountingplace=free&usehorizon=1
90 | 150 | 4 | 75.7 | 2.52 | https://re.jrc.ec.europa.eu/api/v5_3/PVcalc?lat=30.0444&lon=31.2357&peakpower=1&loss=14&angle=90&aspect=-30&outputformat=json&raddatabase=PVGIS-SARAH3&pvtechchoice=crystSi&mountingplace=free&usehorizon=1
90 | 150 | 5 | 60.87 | 1.96 | https://re.jrc.ec.europa.eu/api/v5_3/PVcalc?lat=30.0444&lon=31.2357&peakpower=1&loss=14&angle=90&aspect=-30&outputformat=json&raddatabase=PVGIS-SARAH3&pvtechchoice=crystSi&mountingplace=free&usehorizon=1
90 | 150 | 6 | 49.12 | 1.64 | https://re.jrc.ec.europa.eu/api/v5_3/PVcalc?lat=30.0444&lon=31.2357&peakpower=1&loss=14&angle=90&aspect=-30&outputformat=json&raddatabase=PVGIS-SARAH3&pvtechchoice=crystSi&mountingplace=free&usehorizon=1
90 | 150 | 7 | 53.7 | 1.73 | https://re.jrc.ec.europa.eu/api/v5_3/PVcalc?lat=30.0444&lon=31.2357&peakpower=1&loss=14&angle=90&aspect=-30&outputformat=json&raddatabase=PVGIS-SARAH3&pvtechchoice=crystSi&mountingplace=free&usehorizon=1
90 | 150 | 8 | 69.12 | 2.23 | https://re.jrc.ec.europa.eu/api/v5_3/PVcalc?lat=30.0444&lon=31.2357&peakpower=1&loss=14&angle=90&aspect=-30&outputformat=json&raddatabase=PVGIS-SARAH3&pvtechchoice=crystSi&mountingplace=free&usehorizon=1
90 | 150 | 9 | 85.53 | 2.85 | https://re.jrc.ec.europa.eu/api/v5_3/PVcalc?lat=30.0444&lon=31.2357&peakpower=1&loss=14&angle=90&aspect=-30&outputformat=json&raddatabase=PVGIS-SARAH3&pvtechchoice=crystSi&mountingplace=free&usehorizon=1
90 | 150 | 10 | 103.85 | 3.35 | https://re.jrc.ec.europa.eu/api/v5_3/PVcalc?lat=30.0444&lon=31.2357&peakpower=1&loss=14&angle=90&aspect=-30&outputformat=json&raddatabase=PVGIS-SARAH3&pvtechchoice=crystSi&mountingplace=free&usehorizon=1
90 | 150 | 11 | 109.86 | 3.66 | https://re.jrc.ec.europa.eu/api/v5_3/PVcalc?lat=30.0444&lon=31.2357&peakpower=1&loss=14&angle=90&aspect=-30&outputformat=json&raddatabase=PVGIS-SARAH3&pvtechchoice=crystSi&mountingplace=free&usehorizon=1
90 | 150 | 12 | 113.03 | 3.65 | https://re.jrc.ec.europa.eu/api/v5_3/PVcalc?lat=30.0444&lon=31.2357&peakpower=1&loss=14&angle=90&aspect=-30&outputformat=json&raddatabase=PVGIS-SARAH3&pvtechchoice=crystSi&mountingplace=free&usehorizon=1
90 | 165 | 1 | 119.1 | 3.84 | https://re.jrc.ec.europa.eu/api/v5_3/PVcalc?lat=30.0444&lon=31.2357&peakpower=1&loss=14&angle=90&aspect=-15&outputformat=json&raddatabase=PVGIS-SARAH3&pvtechchoice=crystSi&mountingplace=free&usehorizon=1
90 | 165 | 2 | 102.26 | 3.65 | https://re.jrc.ec.europa.eu/api/v5_3/PVcalc?lat=30.0444&lon=31.2357&peakpower=1&loss=14&angle=90&aspect=-15&outputformat=json&raddatabase=PVGIS-SARAH3&pvtechchoice=crystSi&mountingplace=free&usehorizon=1
90 | 165 | 3 | 98.78 | 3.19 | https://re.jrc.ec.europa.eu/api/v5_3/PVcalc?lat=30.0444&lon=31.2357&peakpower=1&loss=14&angle=90&aspect=-15&outputformat=json&raddatabase=PVGIS-SARAH3&pvtechchoice=crystSi&mountingplace=free&usehorizon=1
90 | 165 | 4 | 70.88 | 2.36 | https://re.jrc.ec.europa.eu/api/v5_3/PVcalc?lat=30.0444&lon=31.2357&peakpower=1&loss=14&angle=90&aspect=-15&outputformat=json&raddatabase=PVGIS-SARAH3&pvtechchoice=crystSi&mountingplace=free&usehorizon=1
90 | 165 | 5 | 49.6 | 1.6 | https://re.jrc.ec.europa.eu/api/v5_3/PVcalc?lat=30.0444&lon=31.2357&peakpower=1&loss=14&angle=90&aspect=-15&outputformat=json&raddatabase=PVGIS-SARAH3&pvtechchoice=crystSi&mountingplace=free&usehorizon=1
90 | 165 | 6 | 36.36 | 1.21 | https://re.jrc.ec.europa.eu/api/v5_3/PVcalc?lat=30.0444&lon=31.2357&peakpower=1&loss=14&angle=90&aspect=-15&outputformat=json&raddatabase=PVGIS-SARAH3&pvtechchoice=crystSi&mountingplace=free&usehorizon=1
90 | 165 | 7 | 41.07 | 1.32 | https://re.jrc.ec.europa.eu/api/v5_3/PVcalc?lat=30.0444&lon=31.2357&peakpower=1&loss=14&angle=90&aspect=-15&outputformat=json&raddatabase=PVGIS-SARAH3&pvtechchoice=crystSi&mountingplace=free&usehorizon=1
90 | 165 | 8 | 60.68 | 1.96 | https://re.jrc.ec.europa.eu/api/v5_3/PVcalc?lat=30.0444&lon=31.2357&peakpower=1&loss=14&angle=90&aspect=-15&outputformat=json&raddatabase=PVGIS-SARAH3&pvtechchoice=crystSi&mountingplace=free&usehorizon=1
90 | 165 | 9 | 85.87 | 2.86 | https://re.jrc.ec.europa.eu/api/v5_3/PVcalc?lat=30.0444&lon=31.2357&peakpower=1&loss=14&angle=90&aspect=-15&outputformat=json&raddatabase=PVGIS-SARAH3&pvtechchoice=crystSi&mountingplace=free&usehorizon=1
90 | 165 | 10 | 111.34 | 3.59 | https://re.jrc.ec.europa.eu/api/v5_3/PVcalc?lat=30.0444&lon=31.2357&peakpower=1&loss=14&angle=90&aspect=-15&outputformat=json&raddatabase=PVGIS-SARAH3&pvtechchoice=crystSi&mountingplace=free&usehorizon=1
90 | 165 | 11 | 120.47 | 4.02 | https://re.jrc.ec.europa.eu/api/v5_3/PVcalc?lat=30.0444&lon=31.2357&peakpower=1&loss=14&angle=90&aspect=-15&outputformat=json&raddatabase=PVGIS-SARAH3&pvtechchoice=crystSi&mountingplace=free&usehorizon=1
90 | 165 | 12 | 123.96 | 4 | https://re.jrc.ec.europa.eu/api/v5_3/PVcalc?lat=30.0444&lon=31.2357&peakpower=1&loss=14&angle=90&aspect=-15&outputformat=json&raddatabase=PVGIS-SARAH3&pvtechchoice=crystSi&mountingplace=free&usehorizon=1
90 | 180 | 1 | 122.36 | 3.95 | https://re.jrc.ec.europa.eu/api/v5_3/PVcalc?lat=30.0444&lon=31.2357&peakpower=1&loss=14&angle=90&aspect=0&outputformat=json&raddatabase=PVGIS-SARAH3&pvtechchoice=crystSi&mountingplace=free&usehorizon=1
90 | 180 | 2 | 104.53 | 3.73 | https://re.jrc.ec.europa.eu/api/v5_3/PVcalc?lat=30.0444&lon=31.2357&peakpower=1&loss=14&angle=90&aspect=0&outputformat=json&raddatabase=PVGIS-SARAH3&pvtechchoice=crystSi&mountingplace=free&usehorizon=1
90 | 180 | 3 | 100.83 | 3.25 | https://re.jrc.ec.europa.eu/api/v5_3/PVcalc?lat=30.0444&lon=31.2357&peakpower=1&loss=14&angle=90&aspect=0&outputformat=json&raddatabase=PVGIS-SARAH3&pvtechchoice=crystSi&mountingplace=free&usehorizon=1
90 | 180 | 4 | 68.16 | 2.27 | https://re.jrc.ec.europa.eu/api/v5_3/PVcalc?lat=30.0444&lon=31.2357&peakpower=1&loss=14&angle=90&aspect=0&outputformat=json&raddatabase=PVGIS-SARAH3&pvtechchoice=crystSi&mountingplace=free&usehorizon=1
90 | 180 | 5 | 44.04 | 1.42 | https://re.jrc.ec.europa.eu/api/v5_3/PVcalc?lat=30.0444&lon=31.2357&peakpower=1&loss=14&angle=90&aspect=0&outputformat=json&raddatabase=PVGIS-SARAH3&pvtechchoice=crystSi&mountingplace=free&usehorizon=1
90 | 180 | 6 | 30.01 | 1 | https://re.jrc.ec.europa.eu/api/v5_3/PVcalc?lat=30.0444&lon=31.2357&peakpower=1&loss=14&angle=90&aspect=0&outputformat=json&raddatabase=PVGIS-SARAH3&pvtechchoice=crystSi&mountingplace=free&usehorizon=1
90 | 180 | 7 | 35.25 | 1.14 | https://re.jrc.ec.europa.eu/api/v5_3/PVcalc?lat=30.0444&lon=31.2357&peakpower=1&loss=14&angle=90&aspect=0&outputformat=json&raddatabase=PVGIS-SARAH3&pvtechchoice=crystSi&mountingplace=free&usehorizon=1
90 | 180 | 8 | 56.02 | 1.81 | https://re.jrc.ec.europa.eu/api/v5_3/PVcalc?lat=30.0444&lon=31.2357&peakpower=1&loss=14&angle=90&aspect=0&outputformat=json&raddatabase=PVGIS-SARAH3&pvtechchoice=crystSi&mountingplace=free&usehorizon=1
90 | 180 | 9 | 86.89 | 2.9 | https://re.jrc.ec.europa.eu/api/v5_3/PVcalc?lat=30.0444&lon=31.2357&peakpower=1&loss=14&angle=90&aspect=0&outputformat=json&raddatabase=PVGIS-SARAH3&pvtechchoice=crystSi&mountingplace=free&usehorizon=1
90 | 180 | 10 | 115.4 | 3.72 | https://re.jrc.ec.europa.eu/api/v5_3/PVcalc?lat=30.0444&lon=31.2357&peakpower=1&loss=14&angle=90&aspect=0&outputformat=json&raddatabase=PVGIS-SARAH3&pvtechchoice=crystSi&mountingplace=free&usehorizon=1
90 | 180 | 11 | 124.32 | 4.14 | https://re.jrc.ec.europa.eu/api/v5_3/PVcalc?lat=30.0444&lon=31.2357&peakpower=1&loss=14&angle=90&aspect=0&outputformat=json&raddatabase=PVGIS-SARAH3&pvtechchoice=crystSi&mountingplace=free&usehorizon=1
90 | 180 | 12 | 127.33 | 4.11 | https://re.jrc.ec.europa.eu/api/v5_3/PVcalc?lat=30.0444&lon=31.2357&peakpower=1&loss=14&angle=90&aspect=0&outputformat=json&raddatabase=PVGIS-SARAH3&pvtechchoice=crystSi&mountingplace=free&usehorizon=1
90 | 195 | 1 | 117.7 | 3.8 | https://re.jrc.ec.europa.eu/api/v5_3/PVcalc?lat=30.0444&lon=31.2357&peakpower=1&loss=14&angle=90&aspect=15&outputformat=json&raddatabase=PVGIS-SARAH3&pvtechchoice=crystSi&mountingplace=free&usehorizon=1
90 | 195 | 2 | 100.34 | 3.58 | https://re.jrc.ec.europa.eu/api/v5_3/PVcalc?lat=30.0444&lon=31.2357&peakpower=1&loss=14&angle=90&aspect=15&outputformat=json&raddatabase=PVGIS-SARAH3&pvtechchoice=crystSi&mountingplace=free&usehorizon=1
90 | 195 | 3 | 100.39 | 3.24 | https://re.jrc.ec.europa.eu/api/v5_3/PVcalc?lat=30.0444&lon=31.2357&peakpower=1&loss=14&angle=90&aspect=15&outputformat=json&raddatabase=PVGIS-SARAH3&pvtechchoice=crystSi&mountingplace=free&usehorizon=1
90 | 195 | 4 | 71.9 | 2.4 | https://re.jrc.ec.europa.eu/api/v5_3/PVcalc?lat=30.0444&lon=31.2357&peakpower=1&loss=14&angle=90&aspect=15&outputformat=json&raddatabase=PVGIS-SARAH3&pvtechchoice=crystSi&mountingplace=free&usehorizon=1
90 | 195 | 5 | 49.63 | 1.6 | https://re.jrc.ec.europa.eu/api/v5_3/PVcalc?lat=30.0444&lon=31.2357&peakpower=1&loss=14&angle=90&aspect=15&outputformat=json&raddatabase=PVGIS-SARAH3&pvtechchoice=crystSi&mountingplace=free&usehorizon=1
90 | 195 | 6 | 35.16 | 1.17 | https://re.jrc.ec.europa.eu/api/v5_3/PVcalc?lat=30.0444&lon=31.2357&peakpower=1&loss=14&angle=90&aspect=15&outputformat=json&raddatabase=PVGIS-SARAH3&pvtechchoice=crystSi&mountingplace=free&usehorizon=1
90 | 195 | 7 | 41 | 1.32 | https://re.jrc.ec.europa.eu/api/v5_3/PVcalc?lat=30.0444&lon=31.2357&peakpower=1&loss=14&angle=90&aspect=15&outputformat=json&raddatabase=PVGIS-SARAH3&pvtechchoice=crystSi&mountingplace=free&usehorizon=1
90 | 195 | 8 | 61.92 | 2 | https://re.jrc.ec.europa.eu/api/v5_3/PVcalc?lat=30.0444&lon=31.2357&peakpower=1&loss=14&angle=90&aspect=15&outputformat=json&raddatabase=PVGIS-SARAH3&pvtechchoice=crystSi&mountingplace=free&usehorizon=1
90 | 195 | 9 | 88.99 | 2.97 | https://re.jrc.ec.europa.eu/api/v5_3/PVcalc?lat=30.0444&lon=31.2357&peakpower=1&loss=14&angle=90&aspect=15&outputformat=json&raddatabase=PVGIS-SARAH3&pvtechchoice=crystSi&mountingplace=free&usehorizon=1
90 | 195 | 10 | 112.52 | 3.63 | https://re.jrc.ec.europa.eu/api/v5_3/PVcalc?lat=30.0444&lon=31.2357&peakpower=1&loss=14&angle=90&aspect=15&outputformat=json&raddatabase=PVGIS-SARAH3&pvtechchoice=crystSi&mountingplace=free&usehorizon=1
90 | 195 | 11 | 119.84 | 3.99 | https://re.jrc.ec.europa.eu/api/v5_3/PVcalc?lat=30.0444&lon=31.2357&peakpower=1&loss=14&angle=90&aspect=15&outputformat=json&raddatabase=PVGIS-SARAH3&pvtechchoice=crystSi&mountingplace=free&usehorizon=1
90 | 195 | 12 | 122.51 | 3.95 | https://re.jrc.ec.europa.eu/api/v5_3/PVcalc?lat=30.0444&lon=31.2357&peakpower=1&loss=14&angle=90&aspect=15&outputformat=json&raddatabase=PVGIS-SARAH3&pvtechchoice=crystSi&mountingplace=free&usehorizon=1
90 | 210 | 1 | 105.92 | 3.42 | https://re.jrc.ec.europa.eu/api/v5_3/PVcalc?lat=30.0444&lon=31.2357&peakpower=1&loss=14&angle=90&aspect=30&outputformat=json&raddatabase=PVGIS-SARAH3&pvtechchoice=crystSi&mountingplace=free&usehorizon=1
90 | 210 | 2 | 91.95 | 3.28 | https://re.jrc.ec.europa.eu/api/v5_3/PVcalc?lat=30.0444&lon=31.2357&peakpower=1&loss=14&angle=90&aspect=30&outputformat=json&raddatabase=PVGIS-SARAH3&pvtechchoice=crystSi&mountingplace=free&usehorizon=1
90 | 210 | 3 | 98.52 | 3.18 | https://re.jrc.ec.europa.eu/api/v5_3/PVcalc?lat=30.0444&lon=31.2357&peakpower=1&loss=14&angle=90&aspect=30&outputformat=json&raddatabase=PVGIS-SARAH3&pvtechchoice=crystSi&mountingplace=free&usehorizon=1
90 | 210 | 4 | 78.37 | 2.61 | https://re.jrc.ec.europa.eu/api/v5_3/PVcalc?lat=30.0444&lon=31.2357&peakpower=1&loss=14&angle=90&aspect=30&outputformat=json&raddatabase=PVGIS-SARAH3&pvtechchoice=crystSi&mountingplace=free&usehorizon=1
90 | 210 | 5 | 61.98 | 2 | https://re.jrc.ec.europa.eu/api/v5_3/PVcalc?lat=30.0444&lon=31.2357&peakpower=1&loss=14&angle=90&aspect=30&outputformat=json&raddatabase=PVGIS-SARAH3&pvtechchoice=crystSi&mountingplace=free&usehorizon=1
90 | 210 | 6 | 50.71 | 1.69 | https://re.jrc.ec.europa.eu/api/v5_3/PVcalc?lat=30.0444&lon=31.2357&peakpower=1&loss=14&angle=90&aspect=30&outputformat=json&raddatabase=PVGIS-SARAH3&pvtechchoice=crystSi&mountingplace=free&usehorizon=1
90 | 210 | 7 | 57.18 | 1.84 | https://re.jrc.ec.europa.eu/api/v5_3/PVcalc?lat=30.0444&lon=31.2357&peakpower=1&loss=14&angle=90&aspect=30&outputformat=json&raddatabase=PVGIS-SARAH3&pvtechchoice=crystSi&mountingplace=free&usehorizon=1
90 | 210 | 8 | 73.52 | 2.37 | https://re.jrc.ec.europa.eu/api/v5_3/PVcalc?lat=30.0444&lon=31.2357&peakpower=1&loss=14&angle=90&aspect=30&outputformat=json&raddatabase=PVGIS-SARAH3&pvtechchoice=crystSi&mountingplace=free&usehorizon=1
90 | 210 | 9 | 91.27 | 3.04 | https://re.jrc.ec.europa.eu/api/v5_3/PVcalc?lat=30.0444&lon=31.2357&peakpower=1&loss=14&angle=90&aspect=30&outputformat=json&raddatabase=PVGIS-SARAH3&pvtechchoice=crystSi&mountingplace=free&usehorizon=1
90 | 210 | 10 | 105.56 | 3.41 | https://re.jrc.ec.europa.eu/api/v5_3/PVcalc?lat=30.0444&lon=31.2357&peakpower=1&loss=14&angle=90&aspect=30&outputformat=json&raddatabase=PVGIS-SARAH3&pvtechchoice=crystSi&mountingplace=free&usehorizon=1
90 | 210 | 11 | 108.54 | 3.62 | https://re.jrc.ec.europa.eu/api/v5_3/PVcalc?lat=30.0444&lon=31.2357&peakpower=1&loss=14&angle=90&aspect=30&outputformat=json&raddatabase=PVGIS-SARAH3&pvtechchoice=crystSi&mountingplace=free&usehorizon=1
90 | 210 | 12 | 110.09 | 3.55 | https://re.jrc.ec.europa.eu/api/v5_3/PVcalc?lat=30.0444&lon=31.2357&peakpower=1&loss=14&angle=90&aspect=30&outputformat=json&raddatabase=PVGIS-SARAH3&pvtechchoice=crystSi&mountingplace=free&usehorizon=1
90 | 225 | 1 | 90.93 | 2.93 | https://re.jrc.ec.europa.eu/api/v5_3/PVcalc?lat=30.0444&lon=31.2357&peakpower=1&loss=14&angle=90&aspect=45&outputformat=json&raddatabase=PVGIS-SARAH3&pvtechchoice=crystSi&mountingplace=free&usehorizon=1
90 | 225 | 2 | 82.92 | 2.96 | https://re.jrc.ec.europa.eu/api/v5_3/PVcalc?lat=30.0444&lon=31.2357&peakpower=1&loss=14&angle=90&aspect=45&outputformat=json&raddatabase=PVGIS-SARAH3&pvtechchoice=crystSi&mountingplace=free&usehorizon=1
90 | 225 | 3 | 95.71 | 3.09 | https://re.jrc.ec.europa.eu/api/v5_3/PVcalc?lat=30.0444&lon=31.2357&peakpower=1&loss=14&angle=90&aspect=45&outputformat=json&raddatabase=PVGIS-SARAH3&pvtechchoice=crystSi&mountingplace=free&usehorizon=1
90 | 225 | 4 | 83.23 | 2.77 | https://re.jrc.ec.europa.eu/api/v5_3/PVcalc?lat=30.0444&lon=31.2357&peakpower=1&loss=14&angle=90&aspect=45&outputformat=json&raddatabase=PVGIS-SARAH3&pvtechchoice=crystSi&mountingplace=free&usehorizon=1
90 | 225 | 5 | 73.63 | 2.38 | https://re.jrc.ec.europa.eu/api/v5_3/PVcalc?lat=30.0444&lon=31.2357&peakpower=1&loss=14&angle=90&aspect=45&outputformat=json&raddatabase=PVGIS-SARAH3&pvtechchoice=crystSi&mountingplace=free&usehorizon=1
90 | 225 | 6 | 66.78 | 2.23 | https://re.jrc.ec.europa.eu/api/v5_3/PVcalc?lat=30.0444&lon=31.2357&peakpower=1&loss=14&angle=90&aspect=45&outputformat=json&raddatabase=PVGIS-SARAH3&pvtechchoice=crystSi&mountingplace=free&usehorizon=1
90 | 225 | 7 | 72.49 | 2.34 | https://re.jrc.ec.europa.eu/api/v5_3/PVcalc?lat=30.0444&lon=31.2357&peakpower=1&loss=14&angle=90&aspect=45&outputformat=json&raddatabase=PVGIS-SARAH3&pvtechchoice=crystSi&mountingplace=free&usehorizon=1
90 | 225 | 8 | 83.61 | 2.7 | https://re.jrc.ec.europa.eu/api/v5_3/PVcalc?lat=30.0444&lon=31.2357&peakpower=1&loss=14&angle=90&aspect=45&outputformat=json&raddatabase=PVGIS-SARAH3&pvtechchoice=crystSi&mountingplace=free&usehorizon=1
90 | 225 | 9 | 92.15 | 3.07 | https://re.jrc.ec.europa.eu/api/v5_3/PVcalc?lat=30.0444&lon=31.2357&peakpower=1&loss=14&angle=90&aspect=45&outputformat=json&raddatabase=PVGIS-SARAH3&pvtechchoice=crystSi&mountingplace=free&usehorizon=1
90 | 225 | 10 | 97.58 | 3.15 | https://re.jrc.ec.europa.eu/api/v5_3/PVcalc?lat=30.0444&lon=31.2357&peakpower=1&loss=14&angle=90&aspect=45&outputformat=json&raddatabase=PVGIS-SARAH3&pvtechchoice=crystSi&mountingplace=free&usehorizon=1
90 | 225 | 11 | 95.16 | 3.17 | https://re.jrc.ec.europa.eu/api/v5_3/PVcalc?lat=30.0444&lon=31.2357&peakpower=1&loss=14&angle=90&aspect=45&outputformat=json&raddatabase=PVGIS-SARAH3&pvtechchoice=crystSi&mountingplace=free&usehorizon=1
90 | 225 | 12 | 93.96 | 3.03 | https://re.jrc.ec.europa.eu/api/v5_3/PVcalc?lat=30.0444&lon=31.2357&peakpower=1&loss=14&angle=90&aspect=45&outputformat=json&raddatabase=PVGIS-SARAH3&pvtechchoice=crystSi&mountingplace=free&usehorizon=1
90 | 240 | 1 | 75.77 | 2.44 | https://re.jrc.ec.europa.eu/api/v5_3/PVcalc?lat=30.0444&lon=31.2357&peakpower=1&loss=14&angle=90&aspect=60&outputformat=json&raddatabase=PVGIS-SARAH3&pvtechchoice=crystSi&mountingplace=free&usehorizon=1
90 | 240 | 2 | 73.45 | 2.62 | https://re.jrc.ec.europa.eu/api/v5_3/PVcalc?lat=30.0444&lon=31.2357&peakpower=1&loss=14&angle=90&aspect=60&outputformat=json&raddatabase=PVGIS-SARAH3&pvtechchoice=crystSi&mountingplace=free&usehorizon=1
90 | 240 | 3 | 91.73 | 2.96 | https://re.jrc.ec.europa.eu/api/v5_3/PVcalc?lat=30.0444&lon=31.2357&peakpower=1&loss=14&angle=90&aspect=60&outputformat=json&raddatabase=PVGIS-SARAH3&pvtechchoice=crystSi&mountingplace=free&usehorizon=1
90 | 240 | 4 | 85.16 | 2.84 | https://re.jrc.ec.europa.eu/api/v5_3/PVcalc?lat=30.0444&lon=31.2357&peakpower=1&loss=14&angle=90&aspect=60&outputformat=json&raddatabase=PVGIS-SARAH3&pvtechchoice=crystSi&mountingplace=free&usehorizon=1
90 | 240 | 5 | 81.47 | 2.63 | https://re.jrc.ec.europa.eu/api/v5_3/PVcalc?lat=30.0444&lon=31.2357&peakpower=1&loss=14&angle=90&aspect=60&outputformat=json&raddatabase=PVGIS-SARAH3&pvtechchoice=crystSi&mountingplace=free&usehorizon=1
90 | 240 | 6 | 79.59 | 2.65 | https://re.jrc.ec.europa.eu/api/v5_3/PVcalc?lat=30.0444&lon=31.2357&peakpower=1&loss=14&angle=90&aspect=60&outputformat=json&raddatabase=PVGIS-SARAH3&pvtechchoice=crystSi&mountingplace=free&usehorizon=1
90 | 240 | 7 | 84.79 | 2.74 | https://re.jrc.ec.europa.eu/api/v5_3/PVcalc?lat=30.0444&lon=31.2357&peakpower=1&loss=14&angle=90&aspect=60&outputformat=json&raddatabase=PVGIS-SARAH3&pvtechchoice=crystSi&mountingplace=free&usehorizon=1
90 | 240 | 8 | 89.24 | 2.88 | https://re.jrc.ec.europa.eu/api/v5_3/PVcalc?lat=30.0444&lon=31.2357&peakpower=1&loss=14&angle=90&aspect=60&outputformat=json&raddatabase=PVGIS-SARAH3&pvtechchoice=crystSi&mountingplace=free&usehorizon=1
90 | 240 | 9 | 90.96 | 3.03 | https://re.jrc.ec.europa.eu/api/v5_3/PVcalc?lat=30.0444&lon=31.2357&peakpower=1&loss=14&angle=90&aspect=60&outputformat=json&raddatabase=PVGIS-SARAH3&pvtechchoice=crystSi&mountingplace=free&usehorizon=1
90 | 240 | 10 | 88.56 | 2.86 | https://re.jrc.ec.europa.eu/api/v5_3/PVcalc?lat=30.0444&lon=31.2357&peakpower=1&loss=14&angle=90&aspect=60&outputformat=json&raddatabase=PVGIS-SARAH3&pvtechchoice=crystSi&mountingplace=free&usehorizon=1
90 | 240 | 11 | 81.37 | 2.71 | https://re.jrc.ec.europa.eu/api/v5_3/PVcalc?lat=30.0444&lon=31.2357&peakpower=1&loss=14&angle=90&aspect=60&outputformat=json&raddatabase=PVGIS-SARAH3&pvtechchoice=crystSi&mountingplace=free&usehorizon=1
90 | 240 | 12 | 77.62 | 2.5 | https://re.jrc.ec.europa.eu/api/v5_3/PVcalc?lat=30.0444&lon=31.2357&peakpower=1&loss=14&angle=90&aspect=60&outputformat=json&raddatabase=PVGIS-SARAH3&pvtechchoice=crystSi&mountingplace=free&usehorizon=1
90 | 255 | 1 | 61.1 | 1.97 | https://re.jrc.ec.europa.eu/api/v5_3/PVcalc?lat=30.0444&lon=31.2357&peakpower=1&loss=14&angle=90&aspect=75&outputformat=json&raddatabase=PVGIS-SARAH3&pvtechchoice=crystSi&mountingplace=free&usehorizon=1
90 | 255 | 2 | 63.15 | 2.26 | https://re.jrc.ec.europa.eu/api/v5_3/PVcalc?lat=30.0444&lon=31.2357&peakpower=1&loss=14&angle=90&aspect=75&outputformat=json&raddatabase=PVGIS-SARAH3&pvtechchoice=crystSi&mountingplace=free&usehorizon=1
90 | 255 | 3 | 84.45 | 2.72 | https://re.jrc.ec.europa.eu/api/v5_3/PVcalc?lat=30.0444&lon=31.2357&peakpower=1&loss=14&angle=90&aspect=75&outputformat=json&raddatabase=PVGIS-SARAH3&pvtechchoice=crystSi&mountingplace=free&usehorizon=1
90 | 255 | 4 | 84.31 | 2.81 | https://re.jrc.ec.europa.eu/api/v5_3/PVcalc?lat=30.0444&lon=31.2357&peakpower=1&loss=14&angle=90&aspect=75&outputformat=json&raddatabase=PVGIS-SARAH3&pvtechchoice=crystSi&mountingplace=free&usehorizon=1
90 | 255 | 5 | 86.28 | 2.78 | https://re.jrc.ec.europa.eu/api/v5_3/PVcalc?lat=30.0444&lon=31.2357&peakpower=1&loss=14&angle=90&aspect=75&outputformat=json&raddatabase=PVGIS-SARAH3&pvtechchoice=crystSi&mountingplace=free&usehorizon=1
90 | 255 | 6 | 87.76 | 2.93 | https://re.jrc.ec.europa.eu/api/v5_3/PVcalc?lat=30.0444&lon=31.2357&peakpower=1&loss=14&angle=90&aspect=75&outputformat=json&raddatabase=PVGIS-SARAH3&pvtechchoice=crystSi&mountingplace=free&usehorizon=1
90 | 255 | 7 | 92.21 | 2.97 | https://re.jrc.ec.europa.eu/api/v5_3/PVcalc?lat=30.0444&lon=31.2357&peakpower=1&loss=14&angle=90&aspect=75&outputformat=json&raddatabase=PVGIS-SARAH3&pvtechchoice=crystSi&mountingplace=free&usehorizon=1
90 | 255 | 8 | 91.79 | 2.96 | https://re.jrc.ec.europa.eu/api/v5_3/PVcalc?lat=30.0444&lon=31.2357&peakpower=1&loss=14&angle=90&aspect=75&outputformat=json&raddatabase=PVGIS-SARAH3&pvtechchoice=crystSi&mountingplace=free&usehorizon=1
90 | 255 | 9 | 85.78 | 2.86 | https://re.jrc.ec.europa.eu/api/v5_3/PVcalc?lat=30.0444&lon=31.2357&peakpower=1&loss=14&angle=90&aspect=75&outputformat=json&raddatabase=PVGIS-SARAH3&pvtechchoice=crystSi&mountingplace=free&usehorizon=1
90 | 255 | 10 | 78.57 | 2.53 | https://re.jrc.ec.europa.eu/api/v5_3/PVcalc?lat=30.0444&lon=31.2357&peakpower=1&loss=14&angle=90&aspect=75&outputformat=json&raddatabase=PVGIS-SARAH3&pvtechchoice=crystSi&mountingplace=free&usehorizon=1
90 | 255 | 11 | 67.06 | 2.24 | https://re.jrc.ec.europa.eu/api/v5_3/PVcalc?lat=30.0444&lon=31.2357&peakpower=1&loss=14&angle=90&aspect=75&outputformat=json&raddatabase=PVGIS-SARAH3&pvtechchoice=crystSi&mountingplace=free&usehorizon=1
90 | 255 | 12 | 61.61 | 1.99 | https://re.jrc.ec.europa.eu/api/v5_3/PVcalc?lat=30.0444&lon=31.2357&peakpower=1&loss=14&angle=90&aspect=75&outputformat=json&raddatabase=PVGIS-SARAH3&pvtechchoice=crystSi&mountingplace=free&usehorizon=1
90 | 270 | 1 | 47.61 | 1.54 | https://re.jrc.ec.europa.eu/api/v5_3/PVcalc?lat=30.0444&lon=31.2357&peakpower=1&loss=14&angle=90&aspect=90&outputformat=json&raddatabase=PVGIS-SARAH3&pvtechchoice=crystSi&mountingplace=free&usehorizon=1
90 | 270 | 2 | 52.46 | 1.87 | https://re.jrc.ec.europa.eu/api/v5_3/PVcalc?lat=30.0444&lon=31.2357&peakpower=1&loss=14&angle=90&aspect=90&outputformat=json&raddatabase=PVGIS-SARAH3&pvtechchoice=crystSi&mountingplace=free&usehorizon=1
90 | 270 | 3 | 75.91 | 2.45 | https://re.jrc.ec.europa.eu/api/v5_3/PVcalc?lat=30.0444&lon=31.2357&peakpower=1&loss=14&angle=90&aspect=90&outputformat=json&raddatabase=PVGIS-SARAH3&pvtechchoice=crystSi&mountingplace=free&usehorizon=1
90 | 270 | 4 | 80.56 | 2.69 | https://re.jrc.ec.europa.eu/api/v5_3/PVcalc?lat=30.0444&lon=31.2357&peakpower=1&loss=14&angle=90&aspect=90&outputformat=json&raddatabase=PVGIS-SARAH3&pvtechchoice=crystSi&mountingplace=free&usehorizon=1
90 | 270 | 5 | 87.01 | 2.81 | https://re.jrc.ec.europa.eu/api/v5_3/PVcalc?lat=30.0444&lon=31.2357&peakpower=1&loss=14&angle=90&aspect=90&outputformat=json&raddatabase=PVGIS-SARAH3&pvtechchoice=crystSi&mountingplace=free&usehorizon=1
90 | 270 | 6 | 91.32 | 3.04 | https://re.jrc.ec.europa.eu/api/v5_3/PVcalc?lat=30.0444&lon=31.2357&peakpower=1&loss=14&angle=90&aspect=90&outputformat=json&raddatabase=PVGIS-SARAH3&pvtechchoice=crystSi&mountingplace=free&usehorizon=1
90 | 270 | 7 | 94.88 | 3.06 | https://re.jrc.ec.europa.eu/api/v5_3/PVcalc?lat=30.0444&lon=31.2357&peakpower=1&loss=14&angle=90&aspect=90&outputformat=json&raddatabase=PVGIS-SARAH3&pvtechchoice=crystSi&mountingplace=free&usehorizon=1
90 | 270 | 8 | 90.01 | 2.9 | https://re.jrc.ec.europa.eu/api/v5_3/PVcalc?lat=30.0444&lon=31.2357&peakpower=1&loss=14&angle=90&aspect=90&outputformat=json&raddatabase=PVGIS-SARAH3&pvtechchoice=crystSi&mountingplace=free&usehorizon=1
90 | 270 | 9 | 78.87 | 2.63 | https://re.jrc.ec.europa.eu/api/v5_3/PVcalc?lat=30.0444&lon=31.2357&peakpower=1&loss=14&angle=90&aspect=90&outputformat=json&raddatabase=PVGIS-SARAH3&pvtechchoice=crystSi&mountingplace=free&usehorizon=1
90 | 270 | 10 | 66.2 | 2.14 | https://re.jrc.ec.europa.eu/api/v5_3/PVcalc?lat=30.0444&lon=31.2357&peakpower=1&loss=14&angle=90&aspect=90&outputformat=json&raddatabase=PVGIS-SARAH3&pvtechchoice=crystSi&mountingplace=free&usehorizon=1
90 | 270 | 11 | 52.44 | 1.75 | https://re.jrc.ec.europa.eu/api/v5_3/PVcalc?lat=30.0444&lon=31.2357&peakpower=1&loss=14&angle=90&aspect=90&outputformat=json&raddatabase=PVGIS-SARAH3&pvtechchoice=crystSi&mountingplace=free&usehorizon=1
90 | 270 | 12 | 46.24 | 1.49 | https://re.jrc.ec.europa.eu/api/v5_3/PVcalc?lat=30.0444&lon=31.2357&peakpower=1&loss=14&angle=90&aspect=90&outputformat=json&raddatabase=PVGIS-SARAH3&pvtechchoice=crystSi&mountingplace=free&usehorizon=1
90 | 285 | 1 | 34.06 | 1.1 | https://re.jrc.ec.europa.eu/api/v5_3/PVcalc?lat=30.0444&lon=31.2357&peakpower=1&loss=14&angle=90&aspect=105&outputformat=json&raddatabase=PVGIS-SARAH3&pvtechchoice=crystSi&mountingplace=free&usehorizon=1
90 | 285 | 2 | 41.55 | 1.48 | https://re.jrc.ec.europa.eu/api/v5_3/PVcalc?lat=30.0444&lon=31.2357&peakpower=1&loss=14&angle=90&aspect=105&outputformat=json&raddatabase=PVGIS-SARAH3&pvtechchoice=crystSi&mountingplace=free&usehorizon=1
90 | 285 | 3 | 63.99 | 2.06 | https://re.jrc.ec.europa.eu/api/v5_3/PVcalc?lat=30.0444&lon=31.2357&peakpower=1&loss=14&angle=90&aspect=105&outputformat=json&raddatabase=PVGIS-SARAH3&pvtechchoice=crystSi&mountingplace=free&usehorizon=1
90 | 285 | 4 | 72.34 | 2.41 | https://re.jrc.ec.europa.eu/api/v5_3/PVcalc?lat=30.0444&lon=31.2357&peakpower=1&loss=14&angle=90&aspect=105&outputformat=json&raddatabase=PVGIS-SARAH3&pvtechchoice=crystSi&mountingplace=free&usehorizon=1
90 | 285 | 5 | 83.92 | 2.71 | https://re.jrc.ec.europa.eu/api/v5_3/PVcalc?lat=30.0444&lon=31.2357&peakpower=1&loss=14&angle=90&aspect=105&outputformat=json&raddatabase=PVGIS-SARAH3&pvtechchoice=crystSi&mountingplace=free&usehorizon=1
90 | 285 | 6 | 90.36 | 3.01 | https://re.jrc.ec.europa.eu/api/v5_3/PVcalc?lat=30.0444&lon=31.2357&peakpower=1&loss=14&angle=90&aspect=105&outputformat=json&raddatabase=PVGIS-SARAH3&pvtechchoice=crystSi&mountingplace=free&usehorizon=1
90 | 285 | 7 | 91.72 | 2.96 | https://re.jrc.ec.europa.eu/api/v5_3/PVcalc?lat=30.0444&lon=31.2357&peakpower=1&loss=14&angle=90&aspect=105&outputformat=json&raddatabase=PVGIS-SARAH3&pvtechchoice=crystSi&mountingplace=free&usehorizon=1
90 | 285 | 8 | 82.69 | 2.67 | https://re.jrc.ec.europa.eu/api/v5_3/PVcalc?lat=30.0444&lon=31.2357&peakpower=1&loss=14&angle=90&aspect=105&outputformat=json&raddatabase=PVGIS-SARAH3&pvtechchoice=crystSi&mountingplace=free&usehorizon=1
90 | 285 | 9 | 67.71 | 2.26 | https://re.jrc.ec.europa.eu/api/v5_3/PVcalc?lat=30.0444&lon=31.2357&peakpower=1&loss=14&angle=90&aspect=105&outputformat=json&raddatabase=PVGIS-SARAH3&pvtechchoice=crystSi&mountingplace=free&usehorizon=1
90 | 285 | 10 | 52.23 | 1.68 | https://re.jrc.ec.europa.eu/api/v5_3/PVcalc?lat=30.0444&lon=31.2357&peakpower=1&loss=14&angle=90&aspect=105&outputformat=json&raddatabase=PVGIS-SARAH3&pvtechchoice=crystSi&mountingplace=free&usehorizon=1
90 | 285 | 11 | 37.98 | 1.27 | https://re.jrc.ec.europa.eu/api/v5_3/PVcalc?lat=30.0444&lon=31.2357&peakpower=1&loss=14&angle=90&aspect=105&outputformat=json&raddatabase=PVGIS-SARAH3&pvtechchoice=crystSi&mountingplace=free&usehorizon=1
90 | 285 | 12 | 32.1 | 1.04 | https://re.jrc.ec.europa.eu/api/v5_3/PVcalc?lat=30.0444&lon=31.2357&peakpower=1&loss=14&angle=90&aspect=105&outputformat=json&raddatabase=PVGIS-SARAH3&pvtechchoice=crystSi&mountingplace=free&usehorizon=1
90 | 300 | 1 | 22.44 | 0.72 | https://re.jrc.ec.europa.eu/api/v5_3/PVcalc?lat=30.0444&lon=31.2357&peakpower=1&loss=14&angle=90&aspect=120&outputformat=json&raddatabase=PVGIS-SARAH3&pvtechchoice=crystSi&mountingplace=free&usehorizon=1
90 | 300 | 2 | 30.39 | 1.09 | https://re.jrc.ec.europa.eu/api/v5_3/PVcalc?lat=30.0444&lon=31.2357&peakpower=1&loss=14&angle=90&aspect=120&outputformat=json&raddatabase=PVGIS-SARAH3&pvtechchoice=crystSi&mountingplace=free&usehorizon=1
90 | 300 | 3 | 51.05 | 1.65 | https://re.jrc.ec.europa.eu/api/v5_3/PVcalc?lat=30.0444&lon=31.2357&peakpower=1&loss=14&angle=90&aspect=120&outputformat=json&raddatabase=PVGIS-SARAH3&pvtechchoice=crystSi&mountingplace=free&usehorizon=1
90 | 300 | 4 | 62.98 | 2.1 | https://re.jrc.ec.europa.eu/api/v5_3/PVcalc?lat=30.0444&lon=31.2357&peakpower=1&loss=14&angle=90&aspect=120&outputformat=json&raddatabase=PVGIS-SARAH3&pvtechchoice=crystSi&mountingplace=free&usehorizon=1
90 | 300 | 5 | 75.51 | 2.44 | https://re.jrc.ec.europa.eu/api/v5_3/PVcalc?lat=30.0444&lon=31.2357&peakpower=1&loss=14&angle=90&aspect=120&outputformat=json&raddatabase=PVGIS-SARAH3&pvtechchoice=crystSi&mountingplace=free&usehorizon=1
90 | 300 | 6 | 83.23 | 2.77 | https://re.jrc.ec.europa.eu/api/v5_3/PVcalc?lat=30.0444&lon=31.2357&peakpower=1&loss=14&angle=90&aspect=120&outputformat=json&raddatabase=PVGIS-SARAH3&pvtechchoice=crystSi&mountingplace=free&usehorizon=1
90 | 300 | 7 | 84.72 | 2.73 | https://re.jrc.ec.europa.eu/api/v5_3/PVcalc?lat=30.0444&lon=31.2357&peakpower=1&loss=14&angle=90&aspect=120&outputformat=json&raddatabase=PVGIS-SARAH3&pvtechchoice=crystSi&mountingplace=free&usehorizon=1
90 | 300 | 8 | 73.26 | 2.36 | https://re.jrc.ec.europa.eu/api/v5_3/PVcalc?lat=30.0444&lon=31.2357&peakpower=1&loss=14&angle=90&aspect=120&outputformat=json&raddatabase=PVGIS-SARAH3&pvtechchoice=crystSi&mountingplace=free&usehorizon=1
90 | 300 | 9 | 55.79 | 1.86 | https://re.jrc.ec.europa.eu/api/v5_3/PVcalc?lat=30.0444&lon=31.2357&peakpower=1&loss=14&angle=90&aspect=120&outputformat=json&raddatabase=PVGIS-SARAH3&pvtechchoice=crystSi&mountingplace=free&usehorizon=1
90 | 300 | 10 | 39.12 | 1.26 | https://re.jrc.ec.europa.eu/api/v5_3/PVcalc?lat=30.0444&lon=31.2357&peakpower=1&loss=14&angle=90&aspect=120&outputformat=json&raddatabase=PVGIS-SARAH3&pvtechchoice=crystSi&mountingplace=free&usehorizon=1
90 | 300 | 11 | 24.94 | 0.83 | https://re.jrc.ec.europa.eu/api/v5_3/PVcalc?lat=30.0444&lon=31.2357&peakpower=1&loss=14&angle=90&aspect=120&outputformat=json&raddatabase=PVGIS-SARAH3&pvtechchoice=crystSi&mountingplace=free&usehorizon=1
90 | 300 | 12 | 20.35 | 0.66 | https://re.jrc.ec.europa.eu/api/v5_3/PVcalc?lat=30.0444&lon=31.2357&peakpower=1&loss=14&angle=90&aspect=120&outputformat=json&raddatabase=PVGIS-SARAH3&pvtechchoice=crystSi&mountingplace=free&usehorizon=1
90 | 315 | 1 | 14.43 | 0.47 | https://re.jrc.ec.europa.eu/api/v5_3/PVcalc?lat=30.0444&lon=31.2357&peakpower=1&loss=14&angle=90&aspect=135&outputformat=json&raddatabase=PVGIS-SARAH3&pvtechchoice=crystSi&mountingplace=free&usehorizon=1
90 | 315 | 2 | 20.85 | 0.74 | https://re.jrc.ec.europa.eu/api/v5_3/PVcalc?lat=30.0444&lon=31.2357&peakpower=1&loss=14&angle=90&aspect=135&outputformat=json&raddatabase=PVGIS-SARAH3&pvtechchoice=crystSi&mountingplace=free&usehorizon=1
90 | 315 | 3 | 37.79 | 1.22 | https://re.jrc.ec.europa.eu/api/v5_3/PVcalc?lat=30.0444&lon=31.2357&peakpower=1&loss=14&angle=90&aspect=135&outputformat=json&raddatabase=PVGIS-SARAH3&pvtechchoice=crystSi&mountingplace=free&usehorizon=1
90 | 315 | 4 | 50.72 | 1.69 | https://re.jrc.ec.europa.eu/api/v5_3/PVcalc?lat=30.0444&lon=31.2357&peakpower=1&loss=14&angle=90&aspect=135&outputformat=json&raddatabase=PVGIS-SARAH3&pvtechchoice=crystSi&mountingplace=free&usehorizon=1
90 | 315 | 5 | 65.49 | 2.11 | https://re.jrc.ec.europa.eu/api/v5_3/PVcalc?lat=30.0444&lon=31.2357&peakpower=1&loss=14&angle=90&aspect=135&outputformat=json&raddatabase=PVGIS-SARAH3&pvtechchoice=crystSi&mountingplace=free&usehorizon=1
90 | 315 | 6 | 73.69 | 2.46 | https://re.jrc.ec.europa.eu/api/v5_3/PVcalc?lat=30.0444&lon=31.2357&peakpower=1&loss=14&angle=90&aspect=135&outputformat=json&raddatabase=PVGIS-SARAH3&pvtechchoice=crystSi&mountingplace=free&usehorizon=1
90 | 315 | 7 | 73.9 | 2.38 | https://re.jrc.ec.europa.eu/api/v5_3/PVcalc?lat=30.0444&lon=31.2357&peakpower=1&loss=14&angle=90&aspect=135&outputformat=json&raddatabase=PVGIS-SARAH3&pvtechchoice=crystSi&mountingplace=free&usehorizon=1
90 | 315 | 8 | 60.13 | 1.94 | https://re.jrc.ec.europa.eu/api/v5_3/PVcalc?lat=30.0444&lon=31.2357&peakpower=1&loss=14&angle=90&aspect=135&outputformat=json&raddatabase=PVGIS-SARAH3&pvtechchoice=crystSi&mountingplace=free&usehorizon=1
90 | 315 | 9 | 41.29 | 1.38 | https://re.jrc.ec.europa.eu/api/v5_3/PVcalc?lat=30.0444&lon=31.2357&peakpower=1&loss=14&angle=90&aspect=135&outputformat=json&raddatabase=PVGIS-SARAH3&pvtechchoice=crystSi&mountingplace=free&usehorizon=1
90 | 315 | 10 | 26.26 | 0.85 | https://re.jrc.ec.europa.eu/api/v5_3/PVcalc?lat=30.0444&lon=31.2357&peakpower=1&loss=14&angle=90&aspect=135&outputformat=json&raddatabase=PVGIS-SARAH3&pvtechchoice=crystSi&mountingplace=free&usehorizon=1
90 | 315 | 11 | 15.37 | 0.51 | https://re.jrc.ec.europa.eu/api/v5_3/PVcalc?lat=30.0444&lon=31.2357&peakpower=1&loss=14&angle=90&aspect=135&outputformat=json&raddatabase=PVGIS-SARAH3&pvtechchoice=crystSi&mountingplace=free&usehorizon=1
90 | 315 | 12 | 12.85 | 0.41 | https://re.jrc.ec.europa.eu/api/v5_3/PVcalc?lat=30.0444&lon=31.2357&peakpower=1&loss=14&angle=90&aspect=135&outputformat=json&raddatabase=PVGIS-SARAH3&pvtechchoice=crystSi&mountingplace=free&usehorizon=1
90 | 330 | 1 | 11.27 | 0.36 | https://re.jrc.ec.europa.eu/api/v5_3/PVcalc?lat=30.0444&lon=31.2357&peakpower=1&loss=14&angle=90&aspect=150&outputformat=json&raddatabase=PVGIS-SARAH3&pvtechchoice=crystSi&mountingplace=free&usehorizon=1
90 | 330 | 2 | 14.84 | 0.53 | https://re.jrc.ec.europa.eu/api/v5_3/PVcalc?lat=30.0444&lon=31.2357&peakpower=1&loss=14&angle=90&aspect=150&outputformat=json&raddatabase=PVGIS-SARAH3&pvtechchoice=crystSi&mountingplace=free&usehorizon=1
90 | 330 | 3 | 25.73 | 0.83 | https://re.jrc.ec.europa.eu/api/v5_3/PVcalc?lat=30.0444&lon=31.2357&peakpower=1&loss=14&angle=90&aspect=150&outputformat=json&raddatabase=PVGIS-SARAH3&pvtechchoice=crystSi&mountingplace=free&usehorizon=1
90 | 330 | 4 | 37.57 | 1.25 | https://re.jrc.ec.europa.eu/api/v5_3/PVcalc?lat=30.0444&lon=31.2357&peakpower=1&loss=14&angle=90&aspect=150&outputformat=json&raddatabase=PVGIS-SARAH3&pvtechchoice=crystSi&mountingplace=free&usehorizon=1
90 | 330 | 5 | 52.24 | 1.69 | https://re.jrc.ec.europa.eu/api/v5_3/PVcalc?lat=30.0444&lon=31.2357&peakpower=1&loss=14&angle=90&aspect=150&outputformat=json&raddatabase=PVGIS-SARAH3&pvtechchoice=crystSi&mountingplace=free&usehorizon=1
90 | 330 | 6 | 60.32 | 2.01 | https://re.jrc.ec.europa.eu/api/v5_3/PVcalc?lat=30.0444&lon=31.2357&peakpower=1&loss=14&angle=90&aspect=150&outputformat=json&raddatabase=PVGIS-SARAH3&pvtechchoice=crystSi&mountingplace=free&usehorizon=1
90 | 330 | 7 | 59.09 | 1.91 | https://re.jrc.ec.europa.eu/api/v5_3/PVcalc?lat=30.0444&lon=31.2357&peakpower=1&loss=14&angle=90&aspect=150&outputformat=json&raddatabase=PVGIS-SARAH3&pvtechchoice=crystSi&mountingplace=free&usehorizon=1
90 | 330 | 8 | 44.27 | 1.43 | https://re.jrc.ec.europa.eu/api/v5_3/PVcalc?lat=30.0444&lon=31.2357&peakpower=1&loss=14&angle=90&aspect=150&outputformat=json&raddatabase=PVGIS-SARAH3&pvtechchoice=crystSi&mountingplace=free&usehorizon=1
90 | 330 | 9 | 27.69 | 0.92 | https://re.jrc.ec.europa.eu/api/v5_3/PVcalc?lat=30.0444&lon=31.2357&peakpower=1&loss=14&angle=90&aspect=150&outputformat=json&raddatabase=PVGIS-SARAH3&pvtechchoice=crystSi&mountingplace=free&usehorizon=1
90 | 330 | 10 | 16.74 | 0.54 | https://re.jrc.ec.europa.eu/api/v5_3/PVcalc?lat=30.0444&lon=31.2357&peakpower=1&loss=14&angle=90&aspect=150&outputformat=json&raddatabase=PVGIS-SARAH3&pvtechchoice=crystSi&mountingplace=free&usehorizon=1
90 | 330 | 11 | 11.17 | 0.37 | https://re.jrc.ec.europa.eu/api/v5_3/PVcalc?lat=30.0444&lon=31.2357&peakpower=1&loss=14&angle=90&aspect=150&outputformat=json&raddatabase=PVGIS-SARAH3&pvtechchoice=crystSi&mountingplace=free&usehorizon=1
90 | 330 | 12 | 10.36 | 0.33 | https://re.jrc.ec.europa.eu/api/v5_3/PVcalc?lat=30.0444&lon=31.2357&peakpower=1&loss=14&angle=90&aspect=150&outputformat=json&raddatabase=PVGIS-SARAH3&pvtechchoice=crystSi&mountingplace=free&usehorizon=1
90 | 345 | 1 | 11.25 | 0.36 | https://re.jrc.ec.europa.eu/api/v5_3/PVcalc?lat=30.0444&lon=31.2357&peakpower=1&loss=14&angle=90&aspect=165&outputformat=json&raddatabase=PVGIS-SARAH3&pvtechchoice=crystSi&mountingplace=free&usehorizon=1
90 | 345 | 2 | 13.2 | 0.47 | https://re.jrc.ec.europa.eu/api/v5_3/PVcalc?lat=30.0444&lon=31.2357&peakpower=1&loss=14&angle=90&aspect=165&outputformat=json&raddatabase=PVGIS-SARAH3&pvtechchoice=crystSi&mountingplace=free&usehorizon=1
90 | 345 | 3 | 18.43 | 0.59 | https://re.jrc.ec.europa.eu/api/v5_3/PVcalc?lat=30.0444&lon=31.2357&peakpower=1&loss=14&angle=90&aspect=165&outputformat=json&raddatabase=PVGIS-SARAH3&pvtechchoice=crystSi&mountingplace=free&usehorizon=1
90 | 345 | 4 | 25.62 | 0.85 | https://re.jrc.ec.europa.eu/api/v5_3/PVcalc?lat=30.0444&lon=31.2357&peakpower=1&loss=14&angle=90&aspect=165&outputformat=json&raddatabase=PVGIS-SARAH3&pvtechchoice=crystSi&mountingplace=free&usehorizon=1
90 | 345 | 5 | 37.54 | 1.21 | https://re.jrc.ec.europa.eu/api/v5_3/PVcalc?lat=30.0444&lon=31.2357&peakpower=1&loss=14&angle=90&aspect=165&outputformat=json&raddatabase=PVGIS-SARAH3&pvtechchoice=crystSi&mountingplace=free&usehorizon=1
90 | 345 | 6 | 43.43 | 1.45 | https://re.jrc.ec.europa.eu/api/v5_3/PVcalc?lat=30.0444&lon=31.2357&peakpower=1&loss=14&angle=90&aspect=165&outputformat=json&raddatabase=PVGIS-SARAH3&pvtechchoice=crystSi&mountingplace=free&usehorizon=1
90 | 345 | 7 | 41.71 | 1.35 | https://re.jrc.ec.europa.eu/api/v5_3/PVcalc?lat=30.0444&lon=31.2357&peakpower=1&loss=14&angle=90&aspect=165&outputformat=json&raddatabase=PVGIS-SARAH3&pvtechchoice=crystSi&mountingplace=free&usehorizon=1
90 | 345 | 8 | 28.52 | 0.92 | https://re.jrc.ec.europa.eu/api/v5_3/PVcalc?lat=30.0444&lon=31.2357&peakpower=1&loss=14&angle=90&aspect=165&outputformat=json&raddatabase=PVGIS-SARAH3&pvtechchoice=crystSi&mountingplace=free&usehorizon=1
90 | 345 | 9 | 17.49 | 0.58 | https://re.jrc.ec.europa.eu/api/v5_3/PVcalc?lat=30.0444&lon=31.2357&peakpower=1&loss=14&angle=90&aspect=165&outputformat=json&raddatabase=PVGIS-SARAH3&pvtechchoice=crystSi&mountingplace=free&usehorizon=1
90 | 345 | 10 | 13.24 | 0.43 | https://re.jrc.ec.europa.eu/api/v5_3/PVcalc?lat=30.0444&lon=31.2357&peakpower=1&loss=14&angle=90&aspect=165&outputformat=json&raddatabase=PVGIS-SARAH3&pvtechchoice=crystSi&mountingplace=free&usehorizon=1
90 | 345 | 11 | 10.77 | 0.36 | https://re.jrc.ec.europa.eu/api/v5_3/PVcalc?lat=30.0444&lon=31.2357&peakpower=1&loss=14&angle=90&aspect=165&outputformat=json&raddatabase=PVGIS-SARAH3&pvtechchoice=crystSi&mountingplace=free&usehorizon=1
90 | 345 | 12 | 10.36 | 0.33 | https://re.jrc.ec.europa.eu/api/v5_3/PVcalc?lat=30.0444&lon=31.2357&peakpower=1&loss=14&angle=90&aspect=165&outputformat=json&raddatabase=PVGIS-SARAH3&pvtechchoice=crystSi&mountingplace=free&usehorizon=1
90 | 360 | 1 | 11.25 | 0.36 | https://re.jrc.ec.europa.eu/api/v5_3/PVcalc?lat=30.0444&lon=31.2357&peakpower=1&loss=14&angle=90&aspect=180&outputformat=json&raddatabase=PVGIS-SARAH3&pvtechchoice=crystSi&mountingplace=free&usehorizon=1
90 | 360 | 2 | 13.18 | 0.47 | https://re.jrc.ec.europa.eu/api/v5_3/PVcalc?lat=30.0444&lon=31.2357&peakpower=1&loss=14&angle=90&aspect=180&outputformat=json&raddatabase=PVGIS-SARAH3&pvtechchoice=crystSi&mountingplace=free&usehorizon=1
90 | 360 | 3 | 16.94 | 0.55 | https://re.jrc.ec.europa.eu/api/v5_3/PVcalc?lat=30.0444&lon=31.2357&peakpower=1&loss=14&angle=90&aspect=180&outputformat=json&raddatabase=PVGIS-SARAH3&pvtechchoice=crystSi&mountingplace=free&usehorizon=1
90 | 360 | 4 | 19.71 | 0.66 | https://re.jrc.ec.europa.eu/api/v5_3/PVcalc?lat=30.0444&lon=31.2357&peakpower=1&loss=14&angle=90&aspect=180&outputformat=json&raddatabase=PVGIS-SARAH3&pvtechchoice=crystSi&mountingplace=free&usehorizon=1
90 | 360 | 5 | 28.93 | 0.93 | https://re.jrc.ec.europa.eu/api/v5_3/PVcalc?lat=30.0444&lon=31.2357&peakpower=1&loss=14&angle=90&aspect=180&outputformat=json&raddatabase=PVGIS-SARAH3&pvtechchoice=crystSi&mountingplace=free&usehorizon=1
90 | 360 | 6 | 34.79 | 1.16 | https://re.jrc.ec.europa.eu/api/v5_3/PVcalc?lat=30.0444&lon=31.2357&peakpower=1&loss=14&angle=90&aspect=180&outputformat=json&raddatabase=PVGIS-SARAH3&pvtechchoice=crystSi&mountingplace=free&usehorizon=1
90 | 360 | 7 | 30.16 | 0.97 | https://re.jrc.ec.europa.eu/api/v5_3/PVcalc?lat=30.0444&lon=31.2357&peakpower=1&loss=14&angle=90&aspect=180&outputformat=json&raddatabase=PVGIS-SARAH3&pvtechchoice=crystSi&mountingplace=free&usehorizon=1
90 | 360 | 8 | 19.28 | 0.62 | https://re.jrc.ec.europa.eu/api/v5_3/PVcalc?lat=30.0444&lon=31.2357&peakpower=1&loss=14&angle=90&aspect=180&outputformat=json&raddatabase=PVGIS-SARAH3&pvtechchoice=crystSi&mountingplace=free&usehorizon=1
90 | 360 | 9 | 14.01 | 0.47 | https://re.jrc.ec.europa.eu/api/v5_3/PVcalc?lat=30.0444&lon=31.2357&peakpower=1&loss=14&angle=90&aspect=180&outputformat=json&raddatabase=PVGIS-SARAH3&pvtechchoice=crystSi&mountingplace=free&usehorizon=1
90 | 360 | 10 | 13.1 | 0.42 | https://re.jrc.ec.europa.eu/api/v5_3/PVcalc?lat=30.0444&lon=31.2357&peakpower=1&loss=14&angle=90&aspect=180&outputformat=json&raddatabase=PVGIS-SARAH3&pvtechchoice=crystSi&mountingplace=free&usehorizon=1
90 | 360 | 11 | 10.77 | 0.36 | https://re.jrc.ec.europa.eu/api/v5_3/PVcalc?lat=30.0444&lon=31.2357&peakpower=1&loss=14&angle=90&aspect=180&outputformat=json&raddatabase=PVGIS-SARAH3&pvtechchoice=crystSi&mountingplace=free&usehorizon=1
90 | 360 | 12 | 10.36 | 0.33 | https://re.jrc.ec.europa.eu/api/v5_3/PVcalc?lat=30.0444&lon=31.2357&peakpower=1&loss=14&angle=90&aspect=180&outputformat=json&raddatabase=PVGIS-SARAH3&pvtechchoice=crystSi&mountingplace=free&usehorizon=1