## Inputs
AVESTA — Case Inputs | [6 empty] | Selected consumption and bill
Edit the yellow cells. Location is fixed at Cairo. Initial values are the previous El Mo3alem example, not new measurements. | [6 empty] | Input status | Ready for indicative calculation
[7 empty] | Selected monthly use (kWh) | 2421
Case name |  | El Mo3alem shop — example |  |  |  |  | Average consumption (kWh/day) | 80.7
Input mode |  | Bill and consumption |  |  |  |  | Active daytime energy share | 50%
Monthly consumption (kWh) |  | 2421 |  | Monthly use, not the cumulative meter reading |  |  | Reference official bill (EGP) | 6867.22
Monthly bill amount (EGP) |  | 8279 |  | Consumption bill, not a prepaid top-up |  |  | Paid less official bill (EGP) | 1411.78
Tariff category |  | Commercial |  |  |  |  | Active pricing basis | Official
Billing period days |  | 30 |  |  |  |  | Actual average (EGP/kWh) | 3.4197
Pricing basis |  | Official |  | Actual flat rate is available only with both bill amount and consumption |  |  | Official average (EGP/kWh) | 2.8365
[7 empty] | Average rate difference (EGP/kWh) | 0.58314
[7 empty] | Selected baseline bill (EGP) | 6867.22
Available installation area |  | Unspecified |  |  |  |  | Reference-data status | Reference tariffs and prices: verify before commercial use
Available area (m2) |  | 50 |  | Usable installation area after obstacles; unspecified area sets no cap
Energy distribution |  | Constant load
Daytime energy share |  | 50% |  | Share of energy, not appliance count; night share is calculated
Critical load |  | Unknown
Critical load (kW) |  | 4 |  | When unknown, no customer-specific backup hours are calculated
Enter the case inputs, review assumptions, then choose equipment and quantities on the Scenarios sheet.
Actual flat rate spreads the paid bill over kWh; it may differ from the marginal cost of avoided electricity.
One representative day/night cycle per month with constant daily load. This is not an hourly simulation.
Inverse-bill calculations — audit detail
Tariff | Above | Up to | Candidate kWh | Candidate bill | Valid solution 1/0 | Accepted kWh
Residential | -1 | 0 | 0 | 9 | 0 | 0
Residential | 0 | 50 | 12173.5294 | 8279 | 0 | 0
Residential | 50 | 100 | 9524.7126 | 8279 | 0 | 0
Residential | 100 | 200 | 8273 | 8279 | 0 | 0
Residential | 200 | 350 | 4863.5838 | 8279 | 0 | 0
Residential | 350 | 650 | 3930.0459 | 8279 | 0 | 0
Residential | 650 | 1000 | 3512.3404 | 8279 | 0 | 0
Residential | 1000 | 10000000 | 2850.8651 | 8279 | 0 | 0
Commercial | -1 | 0 | 0 | 9 | 0 | 0
Commercial | 0 | 100 | 5014.5455 | 8279 | 0 | 0
Commercial | 100 | 250 | 3773.516 | 8279 | 0 | 0
Commercial | 250 | 600 | 3093.2584 | 8279 | 0 | 0
Commercial | 600 | 1000 | 3001.444 | 8279 | 0 | 0
Commercial | 1000 | 10000000 | 2921.6312 | 8279 | 1 | 2921.6312
Accepted solution count |  | 1

## Assumptions and Catalog
AVESTA — Assumptions and Catalog
Yellow cells are editable. Equipment prices and limits are illustrative, not supplier quotes or manufacturer specifications.
Study period | years | 10 | 1 to 20
Nominal discount rate | % | 10% | Illustrative assumption; approval needed
Tariff and fee escalation | % per year | 0% | Flat by default; applies to all bill components
Maintenance cost escalation | % per year | 0% | Assumed cost escalation
Annual PV degradation | % per year | 0.5% | Assumption
Charge efficiency | % | 97.5% | AC input to stored energy
Discharge efficiency | % | 97.5% | Stored energy to AC load
Daytime duration | hours/day | 12 | Not PSH; used only to split daily load
PV charging window | hours/day | 6 | Approximate power window, not hourly simulation
Grid charging window | hours/day | 8 | Battery-only scenario
Installation area multiplier | times panel area | 1.5 | Includes assumed installation clearances
Installation and BOS | % of equipment | 10% | Applied once to PV, battery and inverter
Annual maintenance | % of CAPEX | 1% | Estimate pending service quotes
Battery replacement year | years | 11 | Assumption; use 0 to disable replacement
Battery replacement cost | % of battery cost | 100% | Including cost escalation
Inverter replacement year | years | 12 | Assumption; use 0 to disable replacement
Inverter replacement cost | % of inverter cost | 100% | Including cost escalation
Annual battery degradation | % per year | 2% | Age resets in the assumed replacement year
First forecast calendar year | years | 2027 | Month lengths follow the calendar
Inverse-bill tolerance | EGP | 0.02 | Check calculated bill against input
Battery auxiliary consumption | kWh/day | 0 | Not estimated; enter standby consumption
Cairo average solar yield
Average daily PV yield | kWh/kWp/day | 4.98 | Monthly generation = PV kWp × daily yield × calendar days.
4.98 kWh/kWp/day is the rounded Cairo annual daily average from the previous PVGIS reference.
Cairo; south-facing, 30° tilt. PV losses are included. No monthly solar seasonality is modeled.
Source: European Commission JRC PVGIS 5.3 / SARAH3, prior project extract dated 30 September 2026.
https://re.jrc.ec.europa.eu/pvg_tools/en/
Editable reference tariff bands
Tariffs from prior project files; current applicability could not be confirmed from the regulator link. Verify before commercial use.
Type | Above kWh | Up to kWh | Energy rate | Energy intercept | Service fee (EGP) | Stamp/kWh | Marginal rate incl. stamp
Residential | -1 | 0 | 0 | 0 | 9 | 0 | 0
Residential | 0 | 50 | 0.68 | 0 | 1 | 0 | 0.68
Residential | 50 | 100 | 0.87 | -9.5 | 2 | 0 | 0.87
Residential | 100 | 200 | 1 | 0 | 6 | 0 | 1
Residential | 200 | 350 | 1.73 | -146 | 11 | 0 | 1.73
Residential | 350 | 650 | 2.18 | -303.5 | 15 | 0 | 2.18
Residential | 650 | 1000 | 2.35 | 0 | 25 | 0 | 2.35
Residential | 1000 | 10000000 | 2.89 | 0 | 40 | 0 | 2.89
Commercial | -1 | 0 | 0 | 0 | 9 | 0 | 0
Commercial | 0 | 100 | 1.62 | 0 | 5 | 0.03 | 1.65
Commercial | 100 | 250 | 2.16 | 0 | 15 | 0.03 | 2.19
Commercial | 250 | 600 | 2.64 | 0 | 20 | 0.03 | 2.67
Commercial | 600 | 1000 | 2.74 | -60 | 25 | 0.03 | 2.77
Commercial | 1000 | 10000000 | 2.79 | 0 | 40 | 0.03 | 2.82
Residential rates: prior project model; service fees require confirmation. Commercial: prior El Mo3alem presentation (April 2026).
https://www.egyptera.org/ar/TarrifApril2026.aspx — verification on 19 October 2026 returned 404. Annual stamp excluded.
Example panels — replace with supplier specifications
ID | Name | Wp | Panel area (m2) | Panel price (EGP)
PV550 | Example panel 550 | 550 | 2.6 | 4400
PV670 | Example panel 670 | 670 | 2.7 | 5360
Example batteries — confirm real compatibility
ID | Description | Nominal kWh | Usable fraction | Charge kW | Discharge kW | Price (EGP) | Compatibility group
BAT10 | Example battery 10 | 10 | 0.8 | 5 | 5 | 136400 | LV
BAT16 | Example battery 16 | 16 | 0.8 | 8 | 8 | 218240 | LV
BAT32 | Example battery 32 | 32 | 0.8 | 10 | 10 | 436480 | LV
Example inverters — not product recommendations
ID | Description | AC kW | PV limit kWp | Charge kW | Backup 1/0 | Price (EGP) | Compatibility group | Phases
GRID10 | Grid-tied solar 10 | 10 | 13 | 0 | 0 | 60000 | NONE | 3
HYB5 | Hybrid 5 | 5 | 6.5 | 5 | 1 | 30000 | LV | 1
HYB12 | Hybrid 12 | 12 | 15.6 | 10 | 1 | 72000 | LV | 3
HYB20 | Hybrid 20 | 20 | 26 | 15 | 1 | 120000 | LV | 3
Example prices from the prior presentation: PV 8,000 EGP/kWp, battery 13,640 EGP/kWh, inverter 6,000 EGP/kW.
Power, area and compatibility limits are illustrative. They are not certified AVESTA specifications and exclude load starting currents.
Formula reference
Each distinct calculation is explained once. Repeated monthly and scenario formulas use the same rule. Cell references point to the working formulas.
Calculation | Equation / rule |  | Parameters and units |  |  | Purpose and workbook location
1. Consumption and tariff
Input validity | Ready only when the selected inputs are numeric and within their permitted ranges. |  | Days > 0. Consumption and bill >= 0 when required. Specified roof and known critical load > 0. Day share is 0 to 1. Bill-only requires exactly one valid solution. |  |  | Stops unavailable or ambiguous inputs from being treated as a valid case. Inputs!C25.
Tariff marginal rate | m = energy rate + stamp rate |  | m: EGP/kWh. Energy rate: column D. Stamp rate: column G in the tariff table. |  |  | Combines variable charges for the selected band. Assumptions and Catalog!H50:H65.
Tariff band intercept | b = previous upper limit × previous rate + previous intercept - previous upper limit × new rate |  | b: fixed energy adjustment in EGP. Used only for the continuous bands. Other bands use their entered intercept, including full-consumption resets. |  |  | Preserves the specific tariff's band rules. Assumptions and Catalog!E52, E54:E55 and E64.
Official monthly bill | T(E) = E × m + b + fee, using the first band whose upper limit contains E |  | E: monthly kWh. m: marginal EGP/kWh. b: energy intercept, EGP. fee: service charge, EGP. Tariff type selects the residential or commercial table. |  |  | Computes the actual piecewise bill instead of multiplying all consumption by an average price. Inputs!C29 and Scenarios!M:N monthly blocks.
Inverse bill candidate | E_candidate = (Paid - b - fee) / m; use 0 when m = 0 |  | Paid, b and fee: EGP. m: EGP/kWh. Each tariff band is tested separately. The zero-rate band's candidate still has to pass the bill check. |  |  | Estimates monthly consumption when only the bill is known. Inputs!D50:D63.
Inverse bill validation | Valid = 1 if type matches, lower < E_candidate <= upper, E_candidate >= 0 and ABS(candidate bill - Paid) <= tolerance; otherwise 0 |  | Candidate bill = E_candidate × m + b + fee. Tolerance: Assumptions and Catalog!C25, EGP. Bounds and tariff type come from the selected band. |  |  | Rejects candidates that do not belong to the band or do not reproduce the bill. Inputs!E50:F63.
Accepted consumption | Solution count = SUM(valid flags). E_month = SUM(valid candidates) only if count = 1; otherwise use entered kWh when that input mode applies |  | Valid candidates: candidate kWh where flag = 1, else 0. Invalid inputs return an unavailable message. |  |  | Avoids silently selecting a solution when bill inversion is ambiguous. Inputs!G50:G63, C66 and C26.
Daily consumption | E_day = E_month / period days |  | E_month: accepted monthly kWh. Period days: Inputs!C10. E_day: kWh/day. |  |  | Normalizes the entered billing period to a constant daily load used throughout the forecast. Inputs!C27.
Day and night split | Day share = entered share if known, else daylight hours / 24. Day load = E_day × day share. Night load = E_day - day load |  | Day and night loads: kWh/day. Daylight hours: Assumptions and Catalog!C13. Share is a fraction of energy, not appliance count. |  |  | Separates direct solar demand from demand that may use stored energy. Inputs!C28; Scenarios!D:E monthly blocks.
Actual and official average prices | p_actual = Paid / E_month; p_official = T(E_month) / E_month; price gap = p_actual - p_official |  | Prices: EGP/kWh. Actual price requires both bill and positive consumption. Official average also requires positive consumption. |  |  | Shows the difference between the paid average and the tariff-based average. Inputs!C32:C34.
Bill difference | Bill gap = Paid - T(E_month) |  | Paid and official bill: EGP for the entered month. Available only when both bill and consumption were supplied. |  |  | Shows how much more or less was paid than the reference tariff calculation. Inputs!C30.
Selected pricing basis | B(E) = E × p_actual in Actual flat mode; otherwise B(E) = T(E) |  | Actual flat mode is accepted only with both bill and positive consumption. B(E): EGP for any monthly import E. |  |  | Uses the chosen price basis consistently for baseline and post-installation bills. Inputs!C31, C35; Scenarios!M, N and Q monthly blocks. A paid average is not necessarily an avoidable marginal price.
2. Equipment, area and initial investment
Catalog lookup | Specification = INDEX(catalog data, MATCH(selected model ID, catalog IDs, 0), specification column) |  | Model IDs: Scenarios!C39:E43. Catalogs: Assumptions and Catalog rows 73:74, 79:81 and 86:89. |  |  | Retrieves the chosen equipment's capacity, power, area, price and compatibility. Used throughout Scenarios!C51:E70.
Installed PV capacity | P_PV = panel count × panel Wp / 1000 |  | P_PV: kWp. Panel rating: Wp. Battery-only sets PV capacity to zero. |  |  | Determines solar generation and checks the inverter PV limit. Scenarios!C51:E51; summary row 7.
Battery nominal and usable capacity | C_nom = battery count × unit kWh. C_usable = C_nom × usable fraction |  | Capacities: kWh stored internally. Usable fraction: catalog value from 0 to 1. Solar-only sets nominal battery capacity to zero. |  |  | Distinguishes purchased capacity from usable storage before reserve and losses. Scenarios!C52:E52 and C55:E55; summary row 8.
Inverter ratings and support | P_inv, PV_limit and backup flag = selected inverter catalog values |  | P_inv: AC kW. PV_limit: allowed PV kWp. Backup flag: 1 supported, 0 unsupported; solar-only forces 0. |  |  | Supplies the inverter limits and backup eligibility. Scenarios!C53:E54 and C58:E58; summary row 9.
Charge and discharge power limits | P_ch = MIN(count × battery charge kW, inverter charge kW). P_dis = MIN(count × battery discharge kW, inverter AC kW) |  | P_ch and P_dis: kW at the model's AC boundary. Battery count and ratings come from the selected configuration. |  |  | Limits charging, discharge and backup by both battery and inverter ratings. Scenarios!C56:E57.
Installation area | Area = (P_PV × 1000 / panel Wp) × panel area × spacing factor |  | Area and panel area: m2. Spacing factor: Assumptions and Catalog!C16. Parenthesis recovers the active panel count. |  |  | Checks whether the chosen array fits a specified roof. An unspecified roof does not constrain sizing. Scenarios!C59:E59; summary row 10.
Equipment costs | PV cost = active panel count × panel price. Battery cost = active battery count × battery price. Inverter cost = catalog inverter price |  | Costs: EGP. Active counts are recovered from installed capacities, so inactive scenario equipment is excluded. |  |  | Builds the equipment subtotal from the selected models and quantities. Scenarios!C60:E62.
BOS and initial investment | BOS = (PV cost + battery cost + inverter cost) × BOS rate. CAPEX = equipment subtotal + BOS |  | BOS: installation and balance of system cost, EGP. BOS rate: Assumptions and Catalog!C17. CAPEX: upfront EGP. |  |  | Calculates the year-zero investment without adding installation twice. Scenarios!C63:E64; summary row 11.
Battery compatibility | Compatible if nominal battery capacity = 0 OR battery group = inverter group |  | Compatibility group: catalog text, such as LV. This is a catalog-group check, not a complete electrical design check. |  |  | Flags incompatible selections before interpreting the results. Scenarios!C66:E66.
Configuration validity | Valid = 1 when inputs are ready, PV <= inverter PV limit, specified roof fits, compatibility passes, counts are nonnegative integers, reserve is 0 to 1, efficiencies are > 0 and <= 1, and study years are 1 to 20 |  | Limits and flags come from the input, assumptions and sizing cells. All conditions must pass. |  |  | Gates reported financial results and backup runtime. Scenarios!C65:E65 and C6:E6.
Roof status | Unspecified roof: fit not verified. Specified roof: compare required area <= available area |  | Both areas: m2. Available area: Inputs!C15, used only when Inputs!C14 is Specified. |  |  | Separates an unconstrained estimate from a layout that fits the supplied area. Scenarios!C26:E26.
Year-one maintenance | OM_1 = CAPEX × annual maintenance rate |  | OM_1: EGP/year. Maintenance rate: Assumptions and Catalog!C18. |  |  | Provides the recurring operating-cost base used in annual net savings. Scenarios!C70:E70.
3. Monthly solar and battery energy
Monthly calculation scope | Solar-only: rows 161:400. Battery-only: rows 411:650. Solar + battery: rows 661:900. Each block has 12 months × 20 years. |  | Unless stated otherwise, references below are in Scenarios. y is study year starting at 1. n is calendar days in the month. Monthly energy is kWh. |  |  | Explains repeated formulas once. The study horizon controls financial inclusion; monthly physical calculations remain available for all 20 years.
Calendar month length | n = DAY(DATE(first forecast year + y - 1, month + 1, 0)) |  | First forecast year: Assumptions and Catalog!C24. Month: 1 to 12. n includes leap years. |  |  | Converts constant daily energy into the correct monthly quantity. Scenarios monthly column C.
Solar generation | E_PV = P_PV × Y_daily × n × (1 - d_PV)^(y - 1) |  | P_PV: installed kWp. Y_daily: Assumptions and Catalog!C31, kWh/kWp/day. d_PV: annual PV degradation at C10. |  |  | Uses the single Cairo average and annual degradation. The yield includes PV losses; no monthly seasonality or hourly clipping is modeled. Scenarios monthly column F.
Direct solar use | E_direct = MIN(E_PV, day load × n) |  | E_PV: monthly solar generation. Day load: kWh/day from the consumption split. |  |  | Limits directly consumed solar to estimated daytime energy demand. Scenarios monthly column G. This is an aggregate energy estimate.
Battery age | Age = y - replacement year if replacement year > 0 and y >= replacement year; otherwise Age = y - 1 |  | Age: years. Battery replacement year: Assumptions and Catalog!C19. A replacement resets age to zero once. |  |  | Resets capacity degradation in the replacement year. Scenarios monthly column R. The annual model applies fresh capacity for that year and books replacement cost at year-end.
Capacity available for cycling | C_cycle = C_usable × (1 - reserve fraction) × (1 - d_batt)^Age |  | C_cycle: stored kWh per modeled daily cycle. Reserve: Scenarios row 44. d_batt: Assumptions and Catalog!C23. |  |  | Excludes reserved energy and accounts for battery capacity degradation. Scenarios monthly column P.
Combined system battery delivery | E_dis = MIN(night load × n, C_cycle × eta_dis × n, (E_PV - E_direct) × eta_ch × eta_dis, P_ch × h_PV × eta_ch × eta_dis × n, P_dis × (24 - h_day) × n) |  | E_dis: AC kWh/month. eta_ch / eta_dis: C11 / C12. h_PV: PV charge window C14, hours/day. h_day: daylight hours C13. P_ch / P_dis: kW. C_cycle: stored kWh. |  |  | Uses the smallest of night demand, usable storage, solar surplus, charging-power and discharging-power limits. Scenarios!I661:I900.
Battery-only grid-cycle delivery | E_dis = n × MIN(daily target, E_day, C_cycle × eta_dis, P_dis × (24 - h_grid), P_ch × h_grid × eta_ch × eta_dis) in Grid cycle mode; otherwise 0 |  | Daily target: Scenarios!D46, AC kWh/day. h_grid: Assumptions and Catalog!C15, hours/day. Other symbols are defined above. |  |  | Limits grid-charged battery cycling. Backup mode does not perform a daily cycle. Solar-only delivery is always 0. Scenarios!I411:I650 and I161:I400.
Charging energy | E_charge = E_dis / (eta_ch × eta_dis) |  | E_charge: AC kWh/month required to deliver E_dis. eta_ch and eta_dis: charging and discharging efficiencies. |  |  | Includes both losses and charges only enough to support modeled discharge. Scenarios monthly column H.
Unused solar | E_surplus = MAX(E_PV - E_direct - E_charge, 0) for solar scenarios; battery-only excludes grid charging from this subtraction |  | All energies: kWh/month. E_charge is solar charging only for the combined system. |  |  | Identifies solar energy not used onsite. It earns no export income in this model. Scenarios monthly column J.
Battery conversion losses | E_loss = E_charge - E_dis |  | E_loss: kWh/month. Charge and discharge are measured at the AC boundaries. |  |  | Quantifies energy lost in storage conversion. Scenarios monthly column K.
Auxiliary energy | E_aux = auxiliary kWh/day × n when a battery is installed; otherwise 0 |  | Auxiliary consumption: Assumptions and Catalog!C26. Solar-only always uses 0. |  |  | Adds battery standby/auxiliary energy to grid demand. Embedded in monthly columns L and S.
Grid import | E_grid = E_day × n - E_direct - E_dis + grid charging + E_aux |  | Grid charging = E_charge for battery-only, otherwise 0. E_grid: kWh/month. |  |  | Finds purchased electricity after onsite supply and storage losses. Scenarios monthly column L. Grid cycling under a flat tariff does not create cheap energy.
Energy balance check | Balance = E_PV + E_grid - E_day × n - E_surplus - E_loss - E_aux |  | All quantities: kWh/month. A consistent energy balance is zero, apart from floating-point rounding. |  |  | Checks that energy is neither created nor omitted. Scenarios monthly column S.
Monthly baseline bill | Bill_base = B(E_day × n) × (1 + g_tariff)^(y - 1) |  | B(E): chosen price function defined in section 1. g_tariff: annual tariff and fee growth, Assumptions and Catalog!C8. |  |  | Values the no-system monthly grid supply using the same pricing basis. Scenarios monthly column M.
Monthly system bill and savings | Bill_system = B(E_grid) × (1 + g_tariff)^(y - 1). Saving = Bill_base - Bill_system |  | Bills and saving: EGP/month. Growth multiplies the entire calculated bill, including fees. |  |  | Measures avoided electricity cost before maintenance and replacement. Scenarios monthly columns N and O.
PV-only comparator bill | Bill_PV_comparator = B(E_day × n - E_direct) × (1 + g_tariff)^(y - 1) |  | Same PV size and direct-use estimate as the respective configuration, without battery cycling or battery auxiliaries. |  |  | Separates the incremental value of adding storage to the combined system's PV. Scenarios monthly column Q.
Year-one energy and bill summaries | PV generation = SUM(first 12 monthly PV values). Baseline bill, system bill and bill savings = their respective first-year monthly sums |  | Energy: kWh/year. Bills: EGP/year. Baseline is shared because all scenarios serve the same load. |  |  | Presents comparable first-year totals. Scenarios!C12:E15. System bill and savings are gated by configuration validity.
4. Backup capability
Reserved stored energy | C_reserve = C_usable × reserve fraction |  | C_reserve: internal kWh. Reserve fraction: Scenarios!C44:E44. This is year-one usable capacity. |  |  | Identifies storage withheld from normal cycling. Scenarios!C67:E67.
Full-charge and reserved backup energy | E_full = C_usable × eta_dis; E_reserved = C_reserve × eta_dis. Both are 0 when backup is unsupported. |  | E_full and E_reserved: AC kWh. eta_dis: Assumptions and Catalog!C12. |  |  | Shows year-one energy available from full charge and from the reserve. Scenarios!C68:E68 and C20:E20, C23:E23. Actual state of charge at an outage is not guaranteed.
Backup power | P_backup = P_dis when backup is supported; otherwise 0 |  | P_backup: kW. P_dis: combined inverter/battery discharge limit. |  |  | Checks whether the critical load fits the system's modeled power capability. Scenarios!C69:E69 and C21:E21. Starting current and phase constraints are not modeled.
Full-charge backup duration | Hours = E_full / P_critical, only for a valid configuration with backup, known critical load and P_critical <= P_backup |  | E_full: AC kWh. P_critical: Inputs!C21, kW. Unknown load gives Load unknown; excess load gives a power-limit message. |  |  | Estimates how long a constant critical load can run from full charge. Scenarios!C22:E22. It is not a guaranteed outage runtime.
5. Annual cash flows, NPV and payback
Initial cash flow | CF_0 = -CAPEX |  | CF_0: EGP at time zero. CAPEX: upfront system investment. It is not discounted. |  |  | Recognizes the cash paid today before annual savings begin. Scenarios!C78:N78 initialize net, discounted and cumulative series.
Annual gross savings | Saving_y = SUM(monthly bill savings where study year = y) |  | Saving_y: EGP/year. SUMIFS selects the 12 months for each scenario. Annual baseline uses the same grouping of baseline bills. |  |  | Aggregates bill savings into annual cash flows. Embedded in Scenarios!C79:C98, G79:G98 and K79:K98. Baseline: B79:B98.
Replacement cost | R_y = battery cost × battery replacement factor if y = battery replacement year > 0, plus inverter cost × inverter replacement factor if y = inverter replacement year > 0 |  | Costs: original component EGP before BOS. Factors: Assumptions and Catalog!C20 and C22. Years: C19 and C21. Each component is replaced at most once. |  |  | Books component replacement in its selected year. A year of 0 disables replacement. Embedded in annual net cash-flow formulas.
Annual net cash flow | CF_y = Saving_y - (OM_1 + R_y) × (1 + g_cost)^(y - 1), for y <= N; otherwise 0 |  | OM_1: first-year maintenance, EGP. R_y: replacement at base prices. g_cost: C9. N: study horizon C6. Annual cash flows occur at year-end. |  |  | Combines savings, maintenance and replacement into the investment cash flow. Scenarios annual columns C, G and K; year-one summary row 16.
Discounted annual cash flow | DCF_y = CF_y / (1 + r)^y |  | DCF_y: present-value EGP. r: nominal annual discount rate, Assumptions and Catalog!C7. y: year-end timing. |  |  | Converts future net cash flows to their equivalent value today. Scenarios annual columns D, H and L.
Net present value (NPV) | NPV = -CAPEX + SUM(CF_y / (1 + r)^y), y = 1 to N |  | NPV: EGP today. N: study years. r: discount rate. CF_y: annual net cash flow. Excel implementation sums the discounted column including year zero. |  |  | Compares the project with no investment, whose NPV is zero. Positive NPV exceeds the assumed required return. Scenarios!C17:E17.
Cumulative cash flows | Cum_y = Cum_(y-1) + CF_y. DCum_y = DCum_(y-1) + DCF_y. Both start at -CAPEX. |  | Cum: undiscounted EGP. DCum: discounted EGP. Starting balance is year zero. |  |  | Tracks unrecovered investment and identifies payback crossings. Scenarios annual columns E/F, I/J and M/N.
Simple payback | At first crossing: PB = (y - 1) - Cum_(y-1) / CF_y |  | Crossing requires Cum_y >= 0, Cum_(y-1) < 0, CF_y > 0 and y <= N. Otherwise that year receives helper value 999. MIN selects the first crossing; all 999 means Not reached. |  |  | Estimates years to recover investment without discounting. Uses varying annual cash flows, not simply CAPEX / year-one saving. Scenarios!P79:P98, R79:R98, T79:T98; summary row 18.
Discounted payback | At first crossing: DPB = (y - 1) - DCum_(y-1) / DCF_y |  | Crossing and sentinel logic are the same as simple payback, using discounted balances and cash flows. |  |  | Estimates recovery after allowing for the time value of money. Scenarios!Q79:Q98, S79:S98, U79:U98; summary row 19. Fractions interpolate within the crossing year. Later replacement can reduce the balance again.
Incremental battery saving | Delta saving = SUM(first-year PV comparator bills) - SUM(first-year combined-system bills) |  | Both cases use the same PV and hybrid inverter. Delta saving: EGP/year before maintenance or replacement. |  |  | Isolates the first-year bill effect of storage rather than comparing systems with different PV sizes. Scenarios!E31 = SUM(Q661:Q672) - SUM(N661:N672).
Incremental battery cost | Delta CAPEX = combined battery cost × (1 + BOS rate) |  | Battery cost: Scenarios!E61. BOS rate: Assumptions and Catalog!C17. EGP upfront. |  |  | The comparator already has the same hybrid inverter, so this formula includes no inverter upgrade difference, despite the existing broader row label. Scenarios!E32.
System role classification | If first-year bill saving > 0: Bill savings, plus backup when P_backup > 0. Otherwise: Backup without savings when P_backup > 0, else No proven savings. |  | Uses bill savings before maintenance and backup power, after configuration validity. It does not use NPV to assign the role. |  |  | Distinguishes the system's energy/backup role from its investment attractiveness. Scenarios!C24:E24.
Financial classification | NPV > 0: positive. NPV = 0: discounted break-even. NPV < 0: negative. Invalid configuration: invalid result. |  | NPV uses the selected horizon, discount rate, tariff, costs and replacement assumptions. |  |  | Summarizes financial performance separately from bill savings and backup. Scenarios!C25:E25.
Scope and exclusions | Three manually selected configurations. No automatic sizing or optimization equation is used. |  | No financing, tax, subsidy, salvage value, outage valuation or export revenue. Constant daily load and average solar yield. One representative daily battery cycle. |  |  | Defines what the equations cover. The reference documents the existing model; it does not introduce additional economic benefits or a new optimization algorithm.

## Scenarios
AVESTA — Scenario Comparison | [20 empty] | El Mo3alem - eight source scenarios | [9 empty] | Shared assumptions and reproduction notes
Three manually selected configurations. Financial results are indicative; no automatic size optimization. | [20 empty] | STATIC SNAPSHOTS - captured 22 Oct 2026. These results do not update automatically. Re-run and verify each scenario after changing any recorded input or assumption.
[21 empty] | Scenario |  | Scenario 1 | Scenario 2 | Scenario 3 | Scenario 4 | Scenario 5 | Scenario 6 | Scenario 7 | Scenario 8 | Capture date | 2026-10-22
Metric | Unit | Solar only | Battery only | Solar and battery | [16 empty] | Source design |  | 25 kW solar only | 10 kWh battery | 10 m2 + 10 kWh | 25 m2 + 10 kWh | 50 m2 + 20 kWh | 10 m2 + 30 kWh | 50 m2 + 50 kWh | 10 m2 + 50 kWh | Recalculation engine | LibreOffice; every case recalculated before capture
Configuration status |  | Valid for indicative calculation | Valid for indicative calculation | Valid for indicative calculation | [16 empty] | Model column |  | Solar only | Battery only | Solar and battery | Solar and battery | Solar and battery | Solar and battery | Solar and battery | Solar and battery | Consumption source | Verified receipt: 2,421 kWh and EGP 8,279. August 2026.
PV capacity | kWp | 8.8 | 0 | 11 |  |  | Equipment and quantities — edit yellow cells | [13 empty] | Implemented scope |  | PV self-use; no export | Backup only | PV self-use + backup | PV self-use + backup | PV self-use + backup | Partial: PV + backup | Partial: PV + backup | Partial: PV + backup | Billing interval | 30-day planning assumption; actual interval unconfirmed
Nominal battery capacity | kWh | 0 | 16 | 16 |  |  | Setting | Unit | Solar only | Battery only | Solar and battery | [9 empty] | Design status |  | Roof / hardware unverified | Backup overload (3 < 4 kW) | Roof conflict | Roof conflict | Roof conflict | Roof conflict; scope incomplete | Roof conflict; scope incomplete | Roof conflict; scope incomplete | Forecast calendar start | 2027
Inverter capacity | kW | 10 | 5 | 12 |  |  | Panel model |  | PV550 | PV550 | PV550 | [9 empty] | Manager document location |  | PART 3 / SCENARIO 1 | PART 3 / SCENARIO 2 | PART 3 / SCENARIO 3 | PART 3 / SCENARIO 4 | PART 3 / SCENARIO 5 | PART 3 / SCENARIO 6 | PART 3 / SCENARIO 7 | PART 3 / SCENARIO 8 | Study period (years) | 10
Required roof area | m² | 62.4 | 0 | 78 |  |  | Panel quantity |  | 16 | 0 | 20 | [9 empty] | Recorded inputs and equipment | [9 empty] | Discount rate | 10%
Initial investment | EGP | 143440 | 273064 | 416064 |  |  | Battery model |  | BAT16 | BAT16 | BAT16 | [9 empty] | Input mode |  | Bill and consumption | Bill and consumption | Bill and consumption | Bill and consumption | Bill and consumption | Bill and consumption | Bill and consumption | Bill and consumption | Tariff escalation | 0%
Year 1 solar generation | kWh | 15995.76 | 0 | 19994.7 |  |  | Battery unit quantity |  | 0 | 1 | 1 | [9 empty] | Measured monthly consumption | kWh | 2421 | 2421 | 2421 | 2421 | 2421 | 2421 | 2421 | 2421 | Cost escalation | 0%
Year 1 baseline bill | EGP | 83544.51 | 83544.51 | 83544.51 |  |  | Inverter model |  | GRID10 | HYB5 | HYB12 | [9 empty] | Recorded monthly payment | EGP | 8279 | 8279 | 8279 | 8279 | 8279 | 8279 | 8279 | 8279 | PV degradation per year | 0.5%
Year 1 bill after installation | EGP | 42012.255 | 83544.51 | 30281.5443 |  |  | Reserved share of usable capacity | % | 20% | 100% | 20% | [9 empty] | Billing period (planning assumption) | days | 30 | 30 | 30 | 30 | 30 | 30 | 30 | 30 | Charge efficiency | 97.5%
Year 1 bill savings | EGP | 41532.255 | 0 | 53262.9657 |  |  | Battery-only operating mode |  | Backup | Backup | Backup | [9 empty] | Tariff type |  | Commercial | Commercial | Commercial | Commercial | Commercial | Commercial | Commercial | Commercial | Discharge efficiency | 97.5%
Year 1 savings after maintenance | EGP | 40097.855 | -2730.64 | 49102.3257 |  |  | Grid-charged delivery limit | kWh/day | 8 | 8 | 8 | [9 empty] | Pricing basis |  | Official reference tariff | Official reference tariff | Official reference tariff | Official reference tariff | Official reference tariff | Official reference tariff | Official reference tariff | Official reference tariff | Combined round-trip efficiency | 95.06%
NPV over study period | EGP | 103146.0993 | -289842.6007 | -118505.2521 | [16 empty] | Load distribution mode |  | Constant load | Constant load | Constant load | Constant load | Constant load | Constant load | Constant load | Constant load | Daylight hours | 12
Simple payback | years | 3.5744 | Not reached | 8.5966 |  |  | Unused fields: battery for solar-only and PV for battery-only. Grid-cycle mode applies only to the battery-only column. | [13 empty] | Daytime energy share | % | 50% | 50% | 50% | 50% | 50% | 50% | 50% | 50% | Day / night energy split | 50% / 50%; constant-load assumption, not measured
Discounted payback | years | 4.6523 | Not reached | Not reached | [16 empty] | Roof input mode |  | Unspecified | Unspecified | Specified | Specified | Specified | Specified | Specified | Specified | PV charging window (hours) | 6
Full-charge backup energy | kWh AC | 0 | 12.48 | 12.48 | [16 empty] | Available roof area | m2 | Unspecified | Unspecified | 10 | 25 | 50 | 10 | 50 | 10 | Grid charging window (hours) | 8
Maximum backup power | kW | 0 | 5 | 8 | [16 empty] | Critical-load basis |  | Manager estimate; not measured | Manager estimate; not measured | Manager estimate; not measured | Manager estimate; not measured | Manager estimate; not measured | Manager estimate; not measured | Manager estimate; not measured | Manager estimate; not measured | Installation area multiplier | 1.5
Backup hours from full charge | hours | Not available | Load unknown | Load unknown | [16 empty] | Critical load used for backup check | kW | 4 | 4 | 4 | 4 | 4 | 4 | 4 | 4 | Annual maintenance / initial investment | 1%
Reserved backup energy | kWh AC | 0 | 12.48 | 2.496 | [16 empty] | Panel model slot |  | PV550 | PV670 | PV670 | PV670 | PV670 | PV670 | PV670 | PV670 | Battery replacement year | 11
System role |  | Bill savings | Backup capability, no bill savings | Bill savings + backup capability | [16 empty] | Panel rated power | Wp | 550 | 670 | 670 | 670 | 670 | 670 | 670 | 670 | Battery replacement cost fraction | 100%
Financial outcome |  | Positive NPV under assumptions | Negative NPV under assumptions | Negative NPV under assumptions | [16 empty] | Panel quantity | units | 46 | 0 | 3 | 7 | 15 | 3 | 15 | 3 | Inverter replacement year | 12
Roof area status |  | Roof fit not verified | Roof fit not verified | Roof fit not verified | [16 empty] | Battery unit model / capacity |  | BAT10 / 10 kWh | BAT10 / 10 kWh | BAT10 / 10 kWh | BAT10 / 10 kWh | BAT10 / 10 kWh | BAT10 / 10 kWh | BAT10 / 10 kWh | BAT10 / 10 kWh | Inverter replacement cost fraction | 100%
[21 empty] | Battery unit quantity | units | 0 | 1 | 1 | 1 | 2 | 3 | 5 | 5 | Battery capacity degradation per year | 2%
Full-charge backup is not guaranteed at outage time. Motor surge, load phase balance and site checks are not modeled. | [20 empty] | Temporary inverter catalog slot |  | GRID10 (25 kW test) | HYB5 (3 kW test) | HYB5 (3 kW test) | HYB5 (5 kW test) | HYB5 (10 kW test) | HYB5 (5 kW test) | HYB5 (10 kW test) | HYB5 (5 kW test) | Battery auxiliary use (kWh/day) | 0
NPV excludes financing, taxes and outage value. The no-investment baseline has NPV = 0. | [20 empty] | Inverter AC rating | kW | 25 | 3 | 3 | 5 | 10 | 5 | 10 | 5 | Cairo yield (kWh/kWp/day) | 4.98
[21 empty] | Inverter PV limit (assumed 1.3 x AC) | kWp | 32.5 | 3.9 | 3.9 | 6.5 | 13 | 6.5 | 13 | 6.5 | PV550 area (m2/panel) | 2.6
Battery savings vs matched PV | EGP/year |  |  | 11730.7107 | [16 empty] | Effective battery charge power | kW | 0 | 3 | 3 | 5 | 10 | 5 | 10 | 5 | PV670 area (m2/panel) | 2.7
Incremental battery investment | EGP |  |  | 240064 | [16 empty] | Effective battery discharge power | kW | 0 | 3 | 3 | 5 | 10 | 5 | 10 | 5 | Battery usable fraction | 80%
Incremental comparison uses the same PV and hybrid inverter without a battery; no cheaper inverter alternative is assumed. | [20 empty] | Reserved share of usable capacity | % | 20% | 100% | 20% | 20% | 20% | 20% | 20% | 20% | BAT10 charge/discharge limit (kW/unit) | 5
[21 empty] | Battery-only operating mode |  | Backup | Backup | Backup | Backup | Backup | Backup | Backup | Backup | Battery compatibility group | LV; assumed, not manufacturer verified
[21 empty] | Grid-cycle delivery setting (inactive) | kWh/day | 8 | 8 | 8 | 8 | 8 | 8 | 8 | 8 | Inverter PV limit assumption | 1.3 x AC rating; same ratio as existing catalog
[21 empty] | Panel unit cost from source | EGP | 4260.8696 | Not used | 5766.6667 | 4690 | 4690 | 10766.6667 | 4690 | 5833.3333 | Inverter charge power assumption | Equal to AC rating, capped by battery power
[21 empty] | Battery unit cost from source | EGP | 115000 | 115000 | 115000 | 115000 | 115000 | 115000 | 115000 | 115000 | Critical load | 4 kW from manager estimate; not measured
[21 empty] | Inverter cost from source | EGP | 140000 | 30000 | 30000 | 50000 | 100000 | 50000 | 100000 | 50000 | Backup interpretation | Full charge is conditional, not guaranteed at outage time
[21 empty] | Declared source capital total | EGP | 413500 | 172500 | 197300 | 247000 | 467500 | 454800 | 812850 | 662500 | Backup outage energy | Outage events and recharge losses are not scheduled
[21 empty] | BOS fraction reconciling source total | % | 23.07% | 18.97% | 21.57% | 24.85% | 16.77% | 6.436% | 9.056% | 3.113% | Source cost basis | Declared scenario total retained. Component range midpoints used.
[21 empty] | Source installation midpoint | EGP | 77500 | 27500 | 35000 | 50000 | 67500 | 27500 | 67500 | 20000 | BOS override | (Declared capital total - equipment cost) / equipment cost
[21 empty] | Installation used (total less equipment) | EGP | 77500 | 27500 | 35000 | 49170 | 67150 | 27500 | 67500 | 20000 | Capital reconciliation | S4: -830 EGP; S5: -350 EGP vs component midpoints
[21 empty] | Sum of source component midpoints | EGP | 413500 | 172500 | 197300 | 247830 | 467850 | 454800 | 812850 | 662500 | Temporary catalog slots | Run-specific values restored after all snapshots
[21 empty] | Declared total less component sum | EGP | 0 | 0 | 0 | -830 | -350 | 0 | 0 | 0 | Source solar assumption | Manager uses 5.4 x 0.80 = 4.32. Workbook keeps 4.98.
[21 empty] | Costs use manager component midpoints and the declared capital total. Installation is the residual needed to reconcile that total; this is not a supplier quotation. Temporary catalog changes are recorded above and restored in the live model. | [9 empty] | Source financial assumption | Manager cash flows escalate; workbook retains zero escalation and 1% maintenance.
[21 empty] | Copied scenario outputs - original row order | [9 empty] | Tariff status | Workbook reference tariff; current applicability not verified
[21 empty] | PV capacity | kWp | 25.3 | 0 | 2.01 | 4.69 | 10.05 | 2.01 | 10.05 | 2.01 | Paid average rate | 8279 / 2421 = 3.4196613 EGP/kWh; not used as the tariff
[21 empty] | Nominal battery capacity | kWh | 0 | 10 | 10 | 10 | 20 | 30 | 50 | 50 | Annual baseline interpretation | 80.7 kWh/day x calendar days; not monthly bill x 12
[21 empty] | Inverter capacity | kW | 25 | 3 | 3 | 5 | 10 | 5 | 10 | 5 | Exports / peak / outage income | No export revenue, TOU benefit, demand-charge saving or outage value
Sizing and cost details | [20 empty] | Required roof area | m² | 179.4 | 0 | 12.15 | 28.35 | 60.75 | 12.15 | 60.75 | 12.15 | Scenario 1 limitation | 46 x 550 W = 25.3 kWp. AC 25 kW assumed; hourly clipping not modeled.
Installed PV (kWp) |  | 8.8 | 0 | 11 | [16 empty] | Initial investment | EGP | 413500 | 172500 | 197300 | 247000 | 467500 | 454800 | 812850 | 662500 | Source-result comparison | Source figures are context, not expected test results. Assumptions differ.
Nominal battery capacity (kWh) |  | 0 | 16 | 16 | [16 empty] | Year 1 solar generation | kWh | 45987.81 | 0 | 3653.577 | 8525.013 | 18267.885 | 3653.577 | 18267.885 | 3653.577 | Snapshot refresh | Re-enter recorded values, recalculate, verify, then replace that column with values.
Inverter AC rating (kW) |  | 10 | 5 | 12 | [16 empty] | Year 1 baseline bill | EGP | 83544.51 | 83544.51 | 83544.51 | 83544.51 | 83544.51 | 83544.51 | 83544.51 | 83544.51 | Restore status | Original live inputs, assumptions, catalogs and formulas restored.
Inverter PV limit (kWp) |  | 13 | 6.5 | 15.6 | [16 empty] | Year 1 bill after installation | EGP | 42012.255 | 83544.51 | Invalid | Invalid | Invalid | Invalid | Invalid | Invalid
Usable internal capacity (kWh) |  | 0 | 12.8 | 12.8 | [16 empty] | Year 1 bill savings | EGP | 41532.255 | 0 | Invalid | Invalid | Invalid | Invalid | Invalid | Invalid | Source documents
Battery charge limit (AC kW) |  | 0 | 5 | 8 | [16 empty] | Year 1 savings after maintenance | EGP | 37397.255 | -1725 | Invalid | Invalid | Invalid | Invalid | Invalid | Invalid | Manager: PV + Battery Storage System for a Juice Shop in Egypt V1 -Mohamed Ismail.docx. Part 3, Scenarios 1-8; Part 4 comparison. User annotations are questions, not revised scenario specifications.
Battery discharge limit (AC kW) |  | 0 | 5 | 8 | [16 empty] | NPV over study period | EGP | -183507.9186 | -183099.3783 | Invalid | Invalid | Invalid | Invalid | Invalid | Invalid
Backup supported 1/0 |  | 0 | 1 | 1 | [16 empty] | Simple payback | years | Not reached | Not reached | Invalid | Invalid | Invalid | Invalid | Invalid | Invalid
Required area (m2) |  | 62.4 | 0 | 78 | [16 empty] | Discounted payback | years | Not reached | Not reached | Invalid | Invalid | Invalid | Invalid | Invalid | Invalid | Receipt baseline: AVESTA Egypt El Mo3alem Shop BESS Report.docx. Verified receipt figures; 2,421 kWh and EGP 8,279. Critical load is a separate manager estimate.
PV panel cost (EGP) |  | 70400 | 0 | 88000 | [16 empty] | Full-charge backup energy | kWh AC | 0 | 7.8 | 7.8 | 7.8 | 15.6 | 23.4 | 39 | 39
Battery cost (EGP) |  | 0 | 218240 | 218240 | [16 empty] | Maximum backup power | kW | 0 | 3 | 3 | 5 | 10 | 5 | 10 | 5
Inverter cost (EGP) |  | 60000 | 30000 | 72000 | [16 empty] | Backup hours from full charge | hours | Not available | Load exceeds power limit | Invalid | Invalid | Invalid | Invalid | Invalid | Invalid | Repository: github.com/boodyelkady1998-sudo/avesta-bess-sizing-tool. Manager source: equations-presentation branch. Workbook baseline: excel-sheet-branch.
Installation and BOS (EGP) |  | 13040 | 24824 | 37824 | [16 empty] | Reserved backup energy | kWh AC | 0 | 7.8 | 1.56 | 1.56 | 3.12 | 4.68 | 7.8 | 7.8
Total investment (EGP) |  | 143440 | 273064 | 416064 | [16 empty] | System role |  | Bill savings | Backup capability, no bill savings | Invalid | Invalid | Invalid | Invalid | Invalid | Invalid
Model validity 1/0 |  | 1 | 1 | 1 | [16 empty] | Financial outcome |  | Negative NPV under assumptions | Negative NPV under assumptions | Invalid | Invalid | Invalid | Invalid | Invalid | Invalid | Baseline native recalculation matched every original value with no formula errors. No business formula changes were required for these tests. Model limitations were retained, not hidden.
Compatibility status |  | Compatible under assumptions | Compatible under assumptions | Compatible under assumptions | [16 empty] | Roof area status |  | Roof fit not verified | Roof fit not verified | Exceeds available area | Exceeds available area | Exceeds available area | Exceeds available area | Exceeds available area | Exceeds available area
Reserved internal energy (kWh) |  | 0 | 12.8 | 2.56 | [16 empty] | Year-1 energy detail - diagnostic where roof is invalid
Full-charge backup (kWh AC) |  | 0 | 12.48 | 12.48 | [16 empty] | Direct solar use | kWh/year | 14727.75 | 0 | 3653.577 | 8525.013 | 14727.75 | 3653.577 | 14727.75 | 3653.577 | Boundary tests - original live model
Backup power (kW) |  | 0 | 5 | 8 | [16 empty] | Solar energy sent to battery (AC input) | kWh/year | 0 | 0 | 0 | 0 | 3540.135 | 0 | 3540.135 | 0
Year 1 maintenance (EGP) |  | 1434.4 | 2730.64 | 4160.64 | [16 empty] | Battery delivery to loads (AC output) | kWh/year | 0 | 0 | 0 | 0 | 3365.3408 | 0 | 3365.3408 | 0 | Zero solar | PASS: no solar production or bill savings
[21 empty] | Battery conversion losses | kWh/year | 0 | 0 | 0 | 0 | 174.7942 | 0 | 174.7942 | 0
[21 empty] | Unused solar energy; no export income | kWh/year | 31260.06 | 0 | 0 | 0 | 0 | 0 | 0 | 0 | Zero battery | PASS: zero battery capacity, backup and incremental storage savings
[21 empty] | Grid energy purchased | kWh/year | 14727.75 | 29455.5 | 25801.923 | 20930.487 | 11362.4092 | 25801.923 | 11362.4092 | 25801.923
[21 empty] | Daytime demand | kWh/year | 14727.75 | 14727.75 | 14727.75 | 14727.75 | 14727.75 | 14727.75 | 14727.75 | 14727.75 | Night-only demand | PASS: solar-only bill savings equal zero
Annual cash flows — year-end timing | [20 empty] | Nighttime demand | kWh/year | 14727.75 | 14727.75 | 14727.75 | 14727.75 | 14727.75 | 14727.75 | 14727.75 | 14727.75
[21 empty] | Battery savings vs same PV without storage | EGP/year | 0 | 0 | 5.457e-12 | 0 | 10958.3816 | 5.457e-12 | 10958.3816 | 5.457e-12 | Grid cycle at one tariff | PASS: charging losses increase the bill
Year | Baseline EGP | Solar net cash flow | Discounted solar cash flow | Solar cumulative CF | Cumulative discounted CF | Battery net cash flow | Discounted battery cash flow | Battery cumulative CF | Cumulative discounted CF | Combined net cash flow | Discounted combined cash flow | Combined cumulative CF | Cumulative discounted CF |  | C Payback | C Discounted | D Payback | D Discounted | E Payback | E Discounted | Conditional financial diagnostics - NOT a feasibility approval
0 | 0 | -143440 | -143440 | -143440 | -143440 | -273064 | -273064 | -273064 | -273064 | -416064 | -416064 | -416064 | -416064 | [7 empty] | Conditional year-1 net savings | EGP | 37397.255 | -1725 | 8330.0871 | 21570.5367 | 47815.6366 | 5755.0871 | 44362.1366 | 3678.0871 | Insufficient roof | PASS: validity gate blocks financial results
1 | 83544.51 | 40097.855 | 36452.5955 | -103342.145 | -106987.4045 | -2730.64 | -2482.4 | -275794.64 | -275546.4 | 49102.3257 | 44638.4779 | -366961.6743 | -371425.5221 |  | 999 | 999 | 999 | 999 | 999 | 999 | Conditional 10-year NPV | EGP | -183507.9186 | -183099.3783 | -147231.1663 | -117062.2634 | -180958.3177 | -420553.4266 | -547528.5802 | -641015.6925
2 | 83772.084 | 40211.642 | 33232.762 | -63130.503 | -73754.6426 | -2730.64 | -2256.7273 | -278525.28 | -277803.1273 | 49043.3463 | 40531.6912 | -317918.328 | -330893.8309 |  | 999 | 999 | 999 | 999 | 999 | 999 | Conditional simple payback | years | Not reached | Not reached | Not reached | Not reached | Not reached | Not reached | Not reached | Not reached | Critical-load overload | PASS: backup hours blocked by inverter power
3 | 83544.51 | 40097.855 | 30126.1119 | -23032.648 | -43628.5306 | -2730.64 | -2051.5702 | -281255.92 | -279854.6975 | 48702.5905 | 36590.9771 | -269215.7375 | -294302.8538 |  | 999 | 999 | 999 | 999 | 999 | 999 | Conditional discounted payback | years | Not reached | Not reached | Not reached | Not reached | Not reached | Not reached | Not reached | Not reached
4 | 83544.51 | 40097.855 | 27387.3745 | 17065.207 | -16241.1561 | -2730.64 | -1865.0639 | -283986.56 | -281719.7614 | 48508.6987 | 33132.0939 | -220707.0388 | -261170.7599 |  | 3.5744 | 999 | 999 | 999 | 999 | 999 | Conditional diagnostics are arithmetic only: they do not override roof failures, verify equipment, or include the missing TOU/peak benefits in Scenarios 6-8.
5 | 83544.51 | 40097.855 | 24897.6132 | 57163.062 | 8656.4571 | -2730.64 | -1695.5126 | -286717.2 | -283415.274 | 48318.6848 | 30002.1017 | -172388.3539 | -231168.6582 |  | 999 | 4.6523 | 999 | 999 | 999 | 999 | Verification and limitations | [9 empty] | Run reproduction: apply the recorded Inputs settings, equipment quantities and temporary catalog prices/ratings. Use the recorded BOS fraction. Recalculate and compare to the independent-check rows before replacing snapshot values. Restore original settings afterwards.
6 | 83772.084 | 40211.642 | 22698.4236 | 97374.704 | 31354.8807 | -2730.64 | -1541.3751 | -289447.84 | -284956.6491 | 48273.2742 | 27249.0048 | -124115.0797 | -203919.6534 |  | 999 | 999 | 999 | 999 | 999 | 999 | Independent comparison checks | count | 2920 | 2920 | 2920 | 2920 | 2920 | 2920 | 2920 | 2920
7 | 83544.51 | 40097.855 | 20576.5398 | 137472.559 | 51931.4205 | -2730.64 | -1401.2501 | -292178.48 | -286357.8992 | 47949.9818 | 24605.9224 | -76165.0979 | -179313.731 |  | 999 | 999 | 999 | 999 | 999 | 999 | Largest numeric difference | mixed units | 4.3656e-10 | 4.3656e-10 | 2.9104e-11 | 8.7311e-11 | 1.1642e-10 | 6.3665e-12 | 1.1642e-10 | 6.3665e-12
8 | 83544.51 | 40097.855 | 18705.9453 | 177570.414 | 70637.3658 | -2730.64 | -1273.8637 | -294909.12 | -287631.7629 | 47771.1422 | 22285.5904 | -28393.9557 | -157028.1406 |  | 999 | 999 | 999 | 999 | 999 | 999 | Native formula errors | count | 0 | 0 | 0 | 0 | 0 | 0 | 0 | 0
9 | 83544.51 | 40097.855 | 17005.4048 | 217668.269 | 87642.7706 | -2730.64 | -1158.0579 | -297639.76 | -288789.8208 | 47595.8794 | 20185.2991 | 19201.9237 | -136842.8415 |  | 999 | 999 | 999 | 999 | 8.5966 | 999 | Roof validation |  | Roof fit not verified | Roof fit not verified | Exceeds available area | Exceeds available area | Exceeds available area | Exceeds available area | Exceeds available area | Exceeds available area
10 | 83772.084 | 40211.642 | 15503.3287 | 257879.911 | 103146.0993 | -2730.64 | -1052.7799 | -300370.4 | -289842.6007 | 47562.9842 | 18337.5894 | 66764.9079 | -118505.2521 |  | 999 | 999 | 999 | 999 | 999 | 999 | Maximum monthly energy residual | kWh | 0 | 0 | 0 | 0 | 3.6948e-13 | 0 | 3.6948e-13 | 0 | No outage schedule is available. Backup mode therefore includes no outage-cycle energy or recharging cost; zero auxiliary consumption is the existing assumption. Zero modeled battery-only bill savings is not a prediction of zero real-life standby losses.
11 | 0 | 0 | 0 | 257879.911 | 103146.0993 | 0 | 0 | -300370.4 | -289842.6007 | 0 | 0 | 66764.9079 | -118505.2521 |  | 999 | 999 | 999 | 999 | 999 | 999 | 4 kW critical-load power check |  | No backup | FAIL: 3 kW < 4 kW | FAIL: 3 kW < 4 kW | Rating sufficient; hardware unverified | Rating sufficient; hardware unverified | Rating sufficient; hardware unverified | Rating sufficient; hardware unverified | Rating sufficient; hardware unverified
12 | 0 | 0 | 0 | 257879.911 | 103146.0993 | 0 | 0 | -300370.4 | -289842.6007 | 0 | 0 | 66764.9079 | -118505.2521 |  | 999 | 999 | 999 | 999 | 999 | 999 | Arithmetic verification |  | PASS within model scope | PASS within model scope | PASS within model scope | PASS within model scope | PASS within model scope | PASS within model scope | PASS within model scope | PASS within model scope
13 | 0 | 0 | 0 | 257879.911 | 103146.0993 | 0 | 0 | -300370.4 | -289842.6007 | 0 | 0 | 66764.9079 | -118505.2521 |  | 999 | 999 | 999 | 999 | 999 | 999 | Full scenario validation |  | Not a site feasibility approval | Critical backup requirement not met | FAIL: roof constraint | FAIL: roof constraint | FAIL: roof constraint | FAIL: roof; INCOMPLETE: TOU/peak | FAIL: roof; INCOMPLETE: TOU/peak | FAIL: roof; INCOMPLETE: TOU/peak
14 | 0 | 0 | 0 | 257879.911 | 103146.0993 | 0 | 0 | -300370.4 | -289842.6007 | 0 | 0 | 66764.9079 | -118505.2521 |  | 999 | 999 | 999 | 999 | 999 | 999 | Scenario-specific findings
15 | 0 | 0 | 0 | 257879.911 | 103146.0993 | 0 | 0 | -300370.4 | -289842.6007 | 0 | 0 | 66764.9079 | -118505.2521 |  | 999 | 999 | 999 | 999 | 999 | 999 | Source findings and scenario limitations |  | 46 x 550 W = 25.3 kWp, not 25 kWp. Grid inverter AC rating assumed 25 kW; verify hardware. Roof unspecified. No export income. | 3 kW inverter cannot supply the source 4 kW critical load. | Roof exceeds stated area under the unchanged 1.5 installation factor. Inverter 3 kW is below the assumed 4 kW critical load. | Roof exceeds stated area under the unchanged 1.5 installation factor. Declared capital total differs from component midpoints by -830 EGP; residual installation reconciles it. | Roof exceeds stated area under the unchanged 1.5 installation factor. Declared capital total differs from component midpoints by -350 EGP; residual installation reconciles it. | Roof exceeds stated area under the unchanged 1.5 installation factor. TOU/peak operation is not implemented; no such savings included. | Roof exceeds stated area under the unchanged 1.5 installation factor. TOU/peak operation is not implemented; no such savings included. | Roof exceeds stated area under the unchanged 1.5 installation factor. TOU/peak operation is not implemented; no such savings included. | The model aggregates daily energy into months. It does not prove hourly overlap of solar and load, motor starting capability, clipping, physical roof layout or manufacturer compatibility. Those limitations also apply when arithmetic checks pass.
16 | 0 | 0 | 0 | 257879.911 | 103146.0993 | 0 | 0 | -300370.4 | -289842.6007 | 0 | 0 | 66764.9079 | -118505.2521 |  | 999 | 999 | 999 | 999 | 999 | 999
17 | 0 | 0 | 0 | 257879.911 | 103146.0993 | 0 | 0 | -300370.4 | -289842.6007 | 0 | 0 | 66764.9079 | -118505.2521 |  | 999 | 999 | 999 | 999 | 999 | 999
18 | 0 | 0 | 0 | 257879.911 | 103146.0993 | 0 | 0 | -300370.4 | -289842.6007 | 0 | 0 | 66764.9079 | -118505.2521 |  | 999 | 999 | 999 | 999 | 999 | 999
19 | 0 | 0 | 0 | 257879.911 | 103146.0993 | 0 | 0 | -300370.4 | -289842.6007 | 0 | 0 | 66764.9079 | -118505.2521 |  | 999 | 999 | 999 | 999 | 999 | 999
20 | 0 | 0 | 0 | 257879.911 | 103146.0993 | 0 | 0 | -300370.4 | -289842.6007 | 0 | 0 | 66764.9079 | -118505.2521 |  | 999 | 999 | 999 | 999 | 999 | 999
Manager reported results - different assumptions
[21 empty] | Manager reported annual savings | EGP | 132000 | 0 | 10716 | 24996 | 53436 | 14875 | 57700 | 14900
Payback is the first cumulative cash-flow crossing of zero. Fractional years are interpolated. Later replacement can reduce the balance. | [20 empty] | Manager reported 10-year NPV | EGP | 691632 | -210000 | -143300 | -94062 | -108832 | -407873 | -524119 | -649520
Grants, financing, taxes, residual value and outage value are excluded. A battery does not generate energy. | [20 empty] | Manager reported simple payback | years | 3.1 | Never | 18.4 | 10 | 8.4 | 30.6 | 14.1 | 44.5
Annual degradation; one replacement in the selected year. Full-charge backup figures relate to year 1. | [20 empty] | Manager figures are shown for context, not as expected test answers. Consumption, tariff basis, PV yield, escalation, maintenance and self-consumption assumptions differ.
[21 empty] | Conditional backup hours at 4 kW | hours | Not available | Power limit: cannot supply 4 kW | Power limit: cannot supply 4 kW | 1.95 | 3.9 | 5.85 | 9.75 | 9.75
Conditional backup assumes a full battery, a constant 4 kW critical load and sufficient inverter power. Roof failures remain unresolved. Available energy at an actual outage is not guaranteed.
Independent reconciliation of core results
[21 empty] | PV energy: independent expected | kWh | 45987.81 | 0 | 3653.577 | 8525.013 | 18267.885 | 3653.577 | 18267.885 | 3653.577
[21 empty] | PV energy: native spreadsheet | kWh | 45987.81 | 0 | 3653.577 | 8525.013 | 18267.885 | 3653.577 | 18267.885 | 3653.577
[21 empty] | PV energy: actual less expected | kWh | 0 | 0 | 0 | 1.819e-12 | -7.276e-12 | 0 | -7.276e-12 | 0
[21 empty] | Year-1 saving: independent expected | EGP | 41532.255 | 0 | 10303.0871 | 24040.5367 | 52490.6366 | 10303.0871 | 52490.6366 | 10303.0871
[21 empty] | Year-1 saving: native monthly total | EGP | 41532.255 | 0 | 10303.0871 | 24040.5367 | 52490.6366 | 10303.0871 | 52490.6366 | 10303.0871
[21 empty] | Year-1 saving: actual less expected | EGP | 0 | 0 | 0 | -3.638e-12 | 7.276e-12 | 0 | 7.276e-12 | 0
[21 empty] | NPV: independent expected | EGP | -183507.9186 | -183099.3783 | -147231.1663 | -117062.2634 | -180958.3177 | -420553.4266 | -547528.5802 | -641015.6925
[21 empty] | NPV: native cash-flow total | EGP | -183507.9186 | -183099.3783 | -147231.1663 | -117062.2634 | -180958.3177 | -420553.4266 | -547528.5802 | -641015.6925
[21 empty] | NPV: actual less expected | EGP | 5.8208e-11 | 0 | -2.9104e-11 | 8.7311e-11 | -1.1642e-10 | 0 | -1.1642e-10 | 0
[21 empty] | Numeric comparison tolerance | EGP / kWh | 0.01 | 0.01 | 0.01 | 0.01 | 0.01 | 0.01 | 0.01 | 0.01
[21 empty] | Energy-balance tolerance | kWh | 1e-07 | 1e-07 | 1e-07 | 1e-07 | 1e-07 | 1e-07 | 1e-07 | 1e-07
PASS means the existing equations matched an independent calculation within the stated model. It does not mean the design fits the roof, supplies all critical loads, or represents the full source operating scenario.
All eight runs were evaluated separately in the existing Solar only, Battery only or Solar and battery column. Each result was checked before the next run. Snapshots contain values only. The original live inputs, catalogs and assumptions were restored.
Solar only — monthly calculations
years | month | Days | Day load kWh/d | Night load kWh/d | PV kWh/mo | Direct use kWh/mo | Charge kWh/mo | Discharge kWh/mo | Unused PV kWh/mo | Losses kWh/mo | Grid imports kWh/mo | Baseline EGP | New bill EGP | Bill savings EGP | Operating capacity kWh | Matched PV-only bill (EGP) | Battery age | Balance check kWh
1 | 1 | 31 | 40.35 | 40.35 | 1358.544 | 1250.85 | 0 | 0 | 107.694 | 0 | 1250.85 | 7094.794 | 3567.397 | 3527.397 | 0 | 3567.397 | 0 | 0
1 | 2 | 28 | 40.35 | 40.35 | 1227.072 | 1129.8 | 0 | 0 | 97.272 | 0 | 1129.8 | 6412.072 | 3226.036 | 3186.036 | 0 | 3226.036 | 0 | 0
1 | 3 | 31 | 40.35 | 40.35 | 1358.544 | 1250.85 | 0 | 0 | 107.694 | 0 | 1250.85 | 7094.794 | 3567.397 | 3527.397 | 0 | 3567.397 | 0 | 0
1 | 4 | 30 | 40.35 | 40.35 | 1314.72 | 1210.5 | 0 | 0 | 104.22 | 0 | 1210.5 | 6867.22 | 3453.61 | 3413.61 | 0 | 3453.61 | 0 | 0
1 | 5 | 31 | 40.35 | 40.35 | 1358.544 | 1250.85 | 0 | 0 | 107.694 | 0 | 1250.85 | 7094.794 | 3567.397 | 3527.397 | 0 | 3567.397 | 0 | 0
1 | 6 | 30 | 40.35 | 40.35 | 1314.72 | 1210.5 | 0 | 0 | 104.22 | 0 | 1210.5 | 6867.22 | 3453.61 | 3413.61 | 0 | 3453.61 | 0 | 0
1 | 7 | 31 | 40.35 | 40.35 | 1358.544 | 1250.85 | 0 | 0 | 107.694 | 0 | 1250.85 | 7094.794 | 3567.397 | 3527.397 | 0 | 3567.397 | 0 | 0
1 | 8 | 31 | 40.35 | 40.35 | 1358.544 | 1250.85 | 0 | 0 | 107.694 | 0 | 1250.85 | 7094.794 | 3567.397 | 3527.397 | 0 | 3567.397 | 0 | 0
1 | 9 | 30 | 40.35 | 40.35 | 1314.72 | 1210.5 | 0 | 0 | 104.22 | 0 | 1210.5 | 6867.22 | 3453.61 | 3413.61 | 0 | 3453.61 | 0 | 0
1 | 10 | 31 | 40.35 | 40.35 | 1358.544 | 1250.85 | 0 | 0 | 107.694 | 0 | 1250.85 | 7094.794 | 3567.397 | 3527.397 | 0 | 3567.397 | 0 | 0
1 | 11 | 30 | 40.35 | 40.35 | 1314.72 | 1210.5 | 0 | 0 | 104.22 | 0 | 1210.5 | 6867.22 | 3453.61 | 3413.61 | 0 | 3453.61 | 0 | 0
1 | 12 | 31 | 40.35 | 40.35 | 1358.544 | 1250.85 | 0 | 0 | 107.694 | 0 | 1250.85 | 7094.794 | 3567.397 | 3527.397 | 0 | 3567.397 | 0 | 0
2 | 1 | 31 | 40.35 | 40.35 | 1351.7513 | 1250.85 | 0 | 0 | 100.9013 | 0 | 1250.85 | 7094.794 | 3567.397 | 3527.397 | 0 | 3567.397 | 1 | 0
2 | 2 | 29 | 40.35 | 40.35 | 1264.5415 | 1170.15 | 0 | 0 | 94.3915 | 0 | 1170.15 | 6639.646 | 3339.823 | 3299.823 | 0 | 3339.823 | 1 | 0
2 | 3 | 31 | 40.35 | 40.35 | 1351.7513 | 1250.85 | 0 | 0 | 100.9013 | 0 | 1250.85 | 7094.794 | 3567.397 | 3527.397 | 0 | 3567.397 | 1 | 0
2 | 4 | 30 | 40.35 | 40.35 | 1308.1464 | 1210.5 | 0 | 0 | 97.6464 | 0 | 1210.5 | 6867.22 | 3453.61 | 3413.61 | 0 | 3453.61 | 1 | 0
2 | 5 | 31 | 40.35 | 40.35 | 1351.7513 | 1250.85 | 0 | 0 | 100.9013 | 0 | 1250.85 | 7094.794 | 3567.397 | 3527.397 | 0 | 3567.397 | 1 | 0
2 | 6 | 30 | 40.35 | 40.35 | 1308.1464 | 1210.5 | 0 | 0 | 97.6464 | 0 | 1210.5 | 6867.22 | 3453.61 | 3413.61 | 0 | 3453.61 | 1 | 0
2 | 7 | 31 | 40.35 | 40.35 | 1351.7513 | 1250.85 | 0 | 0 | 100.9013 | 0 | 1250.85 | 7094.794 | 3567.397 | 3527.397 | 0 | 3567.397 | 1 | 0
2 | 8 | 31 | 40.35 | 40.35 | 1351.7513 | 1250.85 | 0 | 0 | 100.9013 | 0 | 1250.85 | 7094.794 | 3567.397 | 3527.397 | 0 | 3567.397 | 1 | 0
2 | 9 | 30 | 40.35 | 40.35 | 1308.1464 | 1210.5 | 0 | 0 | 97.6464 | 0 | 1210.5 | 6867.22 | 3453.61 | 3413.61 | 0 | 3453.61 | 1 | 0
2 | 10 | 31 | 40.35 | 40.35 | 1351.7513 | 1250.85 | 0 | 0 | 100.9013 | 0 | 1250.85 | 7094.794 | 3567.397 | 3527.397 | 0 | 3567.397 | 1 | 0
2 | 11 | 30 | 40.35 | 40.35 | 1308.1464 | 1210.5 | 0 | 0 | 97.6464 | 0 | 1210.5 | 6867.22 | 3453.61 | 3413.61 | 0 | 3453.61 | 1 | 0
2 | 12 | 31 | 40.35 | 40.35 | 1351.7513 | 1250.85 | 0 | 0 | 100.9013 | 0 | 1250.85 | 7094.794 | 3567.397 | 3527.397 | 0 | 3567.397 | 1 | 0
3 | 1 | 31 | 40.35 | 40.35 | 1344.9925 | 1250.85 | 0 | 0 | 94.1425 | 0 | 1250.85 | 7094.794 | 3567.397 | 3527.397 | 0 | 3567.397 | 2 | 0
3 | 2 | 28 | 40.35 | 40.35 | 1214.832 | 1129.8 | 0 | 0 | 85.032 | 0 | 1129.8 | 6412.072 | 3226.036 | 3186.036 | 0 | 3226.036 | 2 | 0
3 | 3 | 31 | 40.35 | 40.35 | 1344.9925 | 1250.85 | 0 | 0 | 94.1425 | 0 | 1250.85 | 7094.794 | 3567.397 | 3527.397 | 0 | 3567.397 | 2 | 0
3 | 4 | 30 | 40.35 | 40.35 | 1301.6057 | 1210.5 | 0 | 0 | 91.1057 | 0 | 1210.5 | 6867.22 | 3453.61 | 3413.61 | 0 | 3453.61 | 2 | 0
3 | 5 | 31 | 40.35 | 40.35 | 1344.9925 | 1250.85 | 0 | 0 | 94.1425 | 0 | 1250.85 | 7094.794 | 3567.397 | 3527.397 | 0 | 3567.397 | 2 | 0
3 | 6 | 30 | 40.35 | 40.35 | 1301.6057 | 1210.5 | 0 | 0 | 91.1057 | 0 | 1210.5 | 6867.22 | 3453.61 | 3413.61 | 0 | 3453.61 | 2 | 0
3 | 7 | 31 | 40.35 | 40.35 | 1344.9925 | 1250.85 | 0 | 0 | 94.1425 | 0 | 1250.85 | 7094.794 | 3567.397 | 3527.397 | 0 | 3567.397 | 2 | 0
3 | 8 | 31 | 40.35 | 40.35 | 1344.9925 | 1250.85 | 0 | 0 | 94.1425 | 0 | 1250.85 | 7094.794 | 3567.397 | 3527.397 | 0 | 3567.397 | 2 | 0
3 | 9 | 30 | 40.35 | 40.35 | 1301.6057 | 1210.5 | 0 | 0 | 91.1057 | 0 | 1210.5 | 6867.22 | 3453.61 | 3413.61 | 0 | 3453.61 | 2 | 0
3 | 10 | 31 | 40.35 | 40.35 | 1344.9925 | 1250.85 | 0 | 0 | 94.1425 | 0 | 1250.85 | 7094.794 | 3567.397 | 3527.397 | 0 | 3567.397 | 2 | 0
3 | 11 | 30 | 40.35 | 40.35 | 1301.6057 | 1210.5 | 0 | 0 | 91.1057 | 0 | 1210.5 | 6867.22 | 3453.61 | 3413.61 | 0 | 3453.61 | 2 | 0
3 | 12 | 31 | 40.35 | 40.35 | 1344.9925 | 1250.85 | 0 | 0 | 94.1425 | 0 | 1250.85 | 7094.794 | 3567.397 | 3527.397 | 0 | 3567.397 | 2 | 0
4 | 1 | 31 | 40.35 | 40.35 | 1338.2676 | 1250.85 | 0 | 0 | 87.4176 | 0 | 1250.85 | 7094.794 | 3567.397 | 3527.397 | 0 | 3567.397 | 3 | 0
4 | 2 | 28 | 40.35 | 40.35 | 1208.7578 | 1129.8 | 0 | 0 | 78.9578 | 0 | 1129.8 | 6412.072 | 3226.036 | 3186.036 | 0 | 3226.036 | 3 | 0
4 | 3 | 31 | 40.35 | 40.35 | 1338.2676 | 1250.85 | 0 | 0 | 87.4176 | 0 | 1250.85 | 7094.794 | 3567.397 | 3527.397 | 0 | 3567.397 | 3 | 0
4 | 4 | 30 | 40.35 | 40.35 | 1295.0976 | 1210.5 | 0 | 0 | 84.5976 | 0 | 1210.5 | 6867.22 | 3453.61 | 3413.61 | 0 | 3453.61 | 3 | 0
4 | 5 | 31 | 40.35 | 40.35 | 1338.2676 | 1250.85 | 0 | 0 | 87.4176 | 0 | 1250.85 | 7094.794 | 3567.397 | 3527.397 | 0 | 3567.397 | 3 | 0
4 | 6 | 30 | 40.35 | 40.35 | 1295.0976 | 1210.5 | 0 | 0 | 84.5976 | 0 | 1210.5 | 6867.22 | 3453.61 | 3413.61 | 0 | 3453.61 | 3 | 0
4 | 7 | 31 | 40.35 | 40.35 | 1338.2676 | 1250.85 | 0 | 0 | 87.4176 | 0 | 1250.85 | 7094.794 | 3567.397 | 3527.397 | 0 | 3567.397 | 3 | 0
4 | 8 | 31 | 40.35 | 40.35 | 1338.2676 | 1250.85 | 0 | 0 | 87.4176 | 0 | 1250.85 | 7094.794 | 3567.397 | 3527.397 | 0 | 3567.397 | 3 | 0
4 | 9 | 30 | 40.35 | 40.35 | 1295.0976 | 1210.5 | 0 | 0 | 84.5976 | 0 | 1210.5 | 6867.22 | 3453.61 | 3413.61 | 0 | 3453.61 | 3 | 0
4 | 10 | 31 | 40.35 | 40.35 | 1338.2676 | 1250.85 | 0 | 0 | 87.4176 | 0 | 1250.85 | 7094.794 | 3567.397 | 3527.397 | 0 | 3567.397 | 3 | 0
4 | 11 | 30 | 40.35 | 40.35 | 1295.0976 | 1210.5 | 0 | 0 | 84.5976 | 0 | 1210.5 | 6867.22 | 3453.61 | 3413.61 | 0 | 3453.61 | 3 | 0
4 | 12 | 31 | 40.35 | 40.35 | 1338.2676 | 1250.85 | 0 | 0 | 87.4176 | 0 | 1250.85 | 7094.794 | 3567.397 | 3527.397 | 0 | 3567.397 | 3 | 0
5 | 1 | 31 | 40.35 | 40.35 | 1331.5762 | 1250.85 | 0 | 0 | 80.7262 | 0 | 1250.85 | 7094.794 | 3567.397 | 3527.397 | 0 | 3567.397 | 4 | 0
5 | 2 | 28 | 40.35 | 40.35 | 1202.714 | 1129.8 | 0 | 0 | 72.914 | 0 | 1129.8 | 6412.072 | 3226.036 | 3186.036 | 0 | 3226.036 | 4 | 0
5 | 3 | 31 | 40.35 | 40.35 | 1331.5762 | 1250.85 | 0 | 0 | 80.7262 | 0 | 1250.85 | 7094.794 | 3567.397 | 3527.397 | 0 | 3567.397 | 4 | 0
5 | 4 | 30 | 40.35 | 40.35 | 1288.6222 | 1210.5 | 0 | 0 | 78.1222 | 0 | 1210.5 | 6867.22 | 3453.61 | 3413.61 | 0 | 3453.61 | 4 | 0
5 | 5 | 31 | 40.35 | 40.35 | 1331.5762 | 1250.85 | 0 | 0 | 80.7262 | 0 | 1250.85 | 7094.794 | 3567.397 | 3527.397 | 0 | 3567.397 | 4 | 0
5 | 6 | 30 | 40.35 | 40.35 | 1288.6222 | 1210.5 | 0 | 0 | 78.1222 | 0 | 1210.5 | 6867.22 | 3453.61 | 3413.61 | 0 | 3453.61 | 4 | 0
5 | 7 | 31 | 40.35 | 40.35 | 1331.5762 | 1250.85 | 0 | 0 | 80.7262 | 0 | 1250.85 | 7094.794 | 3567.397 | 3527.397 | 0 | 3567.397 | 4 | 0
5 | 8 | 31 | 40.35 | 40.35 | 1331.5762 | 1250.85 | 0 | 0 | 80.7262 | 0 | 1250.85 | 7094.794 | 3567.397 | 3527.397 | 0 | 3567.397 | 4 | 0
5 | 9 | 30 | 40.35 | 40.35 | 1288.6222 | 1210.5 | 0 | 0 | 78.1222 | 0 | 1210.5 | 6867.22 | 3453.61 | 3413.61 | 0 | 3453.61 | 4 | 0
5 | 10 | 31 | 40.35 | 40.35 | 1331.5762 | 1250.85 | 0 | 0 | 80.7262 | 0 | 1250.85 | 7094.794 | 3567.397 | 3527.397 | 0 | 3567.397 | 4 | 0
5 | 11 | 30 | 40.35 | 40.35 | 1288.6222 | 1210.5 | 0 | 0 | 78.1222 | 0 | 1210.5 | 6867.22 | 3453.61 | 3413.61 | 0 | 3453.61 | 4 | 0
5 | 12 | 31 | 40.35 | 40.35 | 1331.5762 | 1250.85 | 0 | 0 | 80.7262 | 0 | 1250.85 | 7094.794 | 3567.397 | 3527.397 | 0 | 3567.397 | 4 | 0
6 | 1 | 31 | 40.35 | 40.35 | 1324.9183 | 1250.85 | 0 | 0 | 74.0683 | 0 | 1250.85 | 7094.794 | 3567.397 | 3527.397 | 0 | 3567.397 | 5 | 0
6 | 2 | 29 | 40.35 | 40.35 | 1239.4397 | 1170.15 | 0 | 0 | 69.2897 | 0 | 1170.15 | 6639.646 | 3339.823 | 3299.823 | 0 | 3339.823 | 5 | 0
6 | 3 | 31 | 40.35 | 40.35 | 1324.9183 | 1250.85 | 0 | 0 | 74.0683 | 0 | 1250.85 | 7094.794 | 3567.397 | 3527.397 | 0 | 3567.397 | 5 | 0
6 | 4 | 30 | 40.35 | 40.35 | 1282.179 | 1210.5 | 0 | 0 | 71.679 | 0 | 1210.5 | 6867.22 | 3453.61 | 3413.61 | 0 | 3453.61 | 5 | 0
6 | 5 | 31 | 40.35 | 40.35 | 1324.9183 | 1250.85 | 0 | 0 | 74.0683 | 0 | 1250.85 | 7094.794 | 3567.397 | 3527.397 | 0 | 3567.397 | 5 | 0
6 | 6 | 30 | 40.35 | 40.35 | 1282.179 | 1210.5 | 0 | 0 | 71.679 | 0 | 1210.5 | 6867.22 | 3453.61 | 3413.61 | 0 | 3453.61 | 5 | 0
6 | 7 | 31 | 40.35 | 40.35 | 1324.9183 | 1250.85 | 0 | 0 | 74.0683 | 0 | 1250.85 | 7094.794 | 3567.397 | 3527.397 | 0 | 3567.397 | 5 | 0
6 | 8 | 31 | 40.35 | 40.35 | 1324.9183 | 1250.85 | 0 | 0 | 74.0683 | 0 | 1250.85 | 7094.794 | 3567.397 | 3527.397 | 0 | 3567.397 | 5 | 0
6 | 9 | 30 | 40.35 | 40.35 | 1282.179 | 1210.5 | 0 | 0 | 71.679 | 0 | 1210.5 | 6867.22 | 3453.61 | 3413.61 | 0 | 3453.61 | 5 | 0
6 | 10 | 31 | 40.35 | 40.35 | 1324.9183 | 1250.85 | 0 | 0 | 74.0683 | 0 | 1250.85 | 7094.794 | 3567.397 | 3527.397 | 0 | 3567.397 | 5 | 0
6 | 11 | 30 | 40.35 | 40.35 | 1282.179 | 1210.5 | 0 | 0 | 71.679 | 0 | 1210.5 | 6867.22 | 3453.61 | 3413.61 | 0 | 3453.61 | 5 | 0
6 | 12 | 31 | 40.35 | 40.35 | 1324.9183 | 1250.85 | 0 | 0 | 74.0683 | 0 | 1250.85 | 7094.794 | 3567.397 | 3527.397 | 0 | 3567.397 | 5 | 0
7 | 1 | 31 | 40.35 | 40.35 | 1318.2938 | 1250.85 | 0 | 0 | 67.4438 | 0 | 1250.85 | 7094.794 | 3567.397 | 3527.397 | 0 | 3567.397 | 6 | 0
7 | 2 | 28 | 40.35 | 40.35 | 1190.7169 | 1129.8 | 0 | 0 | 60.9169 | 0 | 1129.8 | 6412.072 | 3226.036 | 3186.036 | 0 | 3226.036 | 6 | 0
7 | 3 | 31 | 40.35 | 40.35 | 1318.2938 | 1250.85 | 0 | 0 | 67.4438 | 0 | 1250.85 | 7094.794 | 3567.397 | 3527.397 | 0 | 3567.397 | 6 | 0
7 | 4 | 30 | 40.35 | 40.35 | 1275.7681 | 1210.5 | 0 | 0 | 65.2681 | 0 | 1210.5 | 6867.22 | 3453.61 | 3413.61 | 0 | 3453.61 | 6 | 0
7 | 5 | 31 | 40.35 | 40.35 | 1318.2938 | 1250.85 | 0 | 0 | 67.4438 | 0 | 1250.85 | 7094.794 | 3567.397 | 3527.397 | 0 | 3567.397 | 6 | 0
7 | 6 | 30 | 40.35 | 40.35 | 1275.7681 | 1210.5 | 0 | 0 | 65.2681 | 0 | 1210.5 | 6867.22 | 3453.61 | 3413.61 | 0 | 3453.61 | 6 | 0
7 | 7 | 31 | 40.35 | 40.35 | 1318.2938 | 1250.85 | 0 | 0 | 67.4438 | 0 | 1250.85 | 7094.794 | 3567.397 | 3527.397 | 0 | 3567.397 | 6 | 0
7 | 8 | 31 | 40.35 | 40.35 | 1318.2938 | 1250.85 | 0 | 0 | 67.4438 | 0 | 1250.85 | 7094.794 | 3567.397 | 3527.397 | 0 | 3567.397 | 6 | 0
7 | 9 | 30 | 40.35 | 40.35 | 1275.7681 | 1210.5 | 0 | 0 | 65.2681 | 0 | 1210.5 | 6867.22 | 3453.61 | 3413.61 | 0 | 3453.61 | 6 | 0
7 | 10 | 31 | 40.35 | 40.35 | 1318.2938 | 1250.85 | 0 | 0 | 67.4438 | 0 | 1250.85 | 7094.794 | 3567.397 | 3527.397 | 0 | 3567.397 | 6 | 0
7 | 11 | 30 | 40.35 | 40.35 | 1275.7681 | 1210.5 | 0 | 0 | 65.2681 | 0 | 1210.5 | 6867.22 | 3453.61 | 3413.61 | 0 | 3453.61 | 6 | 0
7 | 12 | 31 | 40.35 | 40.35 | 1318.2938 | 1250.85 | 0 | 0 | 67.4438 | 0 | 1250.85 | 7094.794 | 3567.397 | 3527.397 | 0 | 3567.397 | 6 | 0
8 | 1 | 31 | 40.35 | 40.35 | 1311.7023 | 1250.85 | 0 | 0 | 60.8523 | 0 | 1250.85 | 7094.794 | 3567.397 | 3527.397 | 0 | 3567.397 | 7 | 2.2737e-13
8 | 2 | 28 | 40.35 | 40.35 | 1184.7634 | 1129.8 | 0 | 0 | 54.9634 | 0 | 1129.8 | 6412.072 | 3226.036 | 3186.036 | 0 | 3226.036 | 7 | 0
8 | 3 | 31 | 40.35 | 40.35 | 1311.7023 | 1250.85 | 0 | 0 | 60.8523 | 0 | 1250.85 | 7094.794 | 3567.397 | 3527.397 | 0 | 3567.397 | 7 | 2.2737e-13
8 | 4 | 30 | 40.35 | 40.35 | 1269.3893 | 1210.5 | 0 | 0 | 58.8893 | 0 | 1210.5 | 6867.22 | 3453.61 | 3413.61 | 0 | 3453.61 | 7 | 0
8 | 5 | 31 | 40.35 | 40.35 | 1311.7023 | 1250.85 | 0 | 0 | 60.8523 | 0 | 1250.85 | 7094.794 | 3567.397 | 3527.397 | 0 | 3567.397 | 7 | 2.2737e-13
8 | 6 | 30 | 40.35 | 40.35 | 1269.3893 | 1210.5 | 0 | 0 | 58.8893 | 0 | 1210.5 | 6867.22 | 3453.61 | 3413.61 | 0 | 3453.61 | 7 | 0
8 | 7 | 31 | 40.35 | 40.35 | 1311.7023 | 1250.85 | 0 | 0 | 60.8523 | 0 | 1250.85 | 7094.794 | 3567.397 | 3527.397 | 0 | 3567.397 | 7 | 2.2737e-13
8 | 8 | 31 | 40.35 | 40.35 | 1311.7023 | 1250.85 | 0 | 0 | 60.8523 | 0 | 1250.85 | 7094.794 | 3567.397 | 3527.397 | 0 | 3567.397 | 7 | 2.2737e-13
8 | 9 | 30 | 40.35 | 40.35 | 1269.3893 | 1210.5 | 0 | 0 | 58.8893 | 0 | 1210.5 | 6867.22 | 3453.61 | 3413.61 | 0 | 3453.61 | 7 | 0
8 | 10 | 31 | 40.35 | 40.35 | 1311.7023 | 1250.85 | 0 | 0 | 60.8523 | 0 | 1250.85 | 7094.794 | 3567.397 | 3527.397 | 0 | 3567.397 | 7 | 2.2737e-13
8 | 11 | 30 | 40.35 | 40.35 | 1269.3893 | 1210.5 | 0 | 0 | 58.8893 | 0 | 1210.5 | 6867.22 | 3453.61 | 3413.61 | 0 | 3453.61 | 7 | 0
8 | 12 | 31 | 40.35 | 40.35 | 1311.7023 | 1250.85 | 0 | 0 | 60.8523 | 0 | 1250.85 | 7094.794 | 3567.397 | 3527.397 | 0 | 3567.397 | 7 | 2.2737e-13
9 | 1 | 31 | 40.35 | 40.35 | 1305.1438 | 1250.85 | 0 | 0 | 54.2938 | 0 | 1250.85 | 7094.794 | 3567.397 | 3527.397 | 0 | 3567.397 | 8 | 0
9 | 2 | 28 | 40.35 | 40.35 | 1178.8395 | 1129.8 | 0 | 0 | 49.0395 | 0 | 1129.8 | 6412.072 | 3226.036 | 3186.036 | 0 | 3226.036 | 8 | 0
9 | 3 | 31 | 40.35 | 40.35 | 1305.1438 | 1250.85 | 0 | 0 | 54.2938 | 0 | 1250.85 | 7094.794 | 3567.397 | 3527.397 | 0 | 3567.397 | 8 | 0
9 | 4 | 30 | 40.35 | 40.35 | 1263.0424 | 1210.5 | 0 | 0 | 52.5424 | 0 | 1210.5 | 6867.22 | 3453.61 | 3413.61 | 0 | 3453.61 | 8 | 0
9 | 5 | 31 | 40.35 | 40.35 | 1305.1438 | 1250.85 | 0 | 0 | 54.2938 | 0 | 1250.85 | 7094.794 | 3567.397 | 3527.397 | 0 | 3567.397 | 8 | 0
9 | 6 | 30 | 40.35 | 40.35 | 1263.0424 | 1210.5 | 0 | 0 | 52.5424 | 0 | 1210.5 | 6867.22 | 3453.61 | 3413.61 | 0 | 3453.61 | 8 | 0
9 | 7 | 31 | 40.35 | 40.35 | 1305.1438 | 1250.85 | 0 | 0 | 54.2938 | 0 | 1250.85 | 7094.794 | 3567.397 | 3527.397 | 0 | 3567.397 | 8 | 0
9 | 8 | 31 | 40.35 | 40.35 | 1305.1438 | 1250.85 | 0 | 0 | 54.2938 | 0 | 1250.85 | 7094.794 | 3567.397 | 3527.397 | 0 | 3567.397 | 8 | 0
9 | 9 | 30 | 40.35 | 40.35 | 1263.0424 | 1210.5 | 0 | 0 | 52.5424 | 0 | 1210.5 | 6867.22 | 3453.61 | 3413.61 | 0 | 3453.61 | 8 | 0
9 | 10 | 31 | 40.35 | 40.35 | 1305.1438 | 1250.85 | 0 | 0 | 54.2938 | 0 | 1250.85 | 7094.794 | 3567.397 | 3527.397 | 0 | 3567.397 | 8 | 0
9 | 11 | 30 | 40.35 | 40.35 | 1263.0424 | 1210.5 | 0 | 0 | 52.5424 | 0 | 1210.5 | 6867.22 | 3453.61 | 3413.61 | 0 | 3453.61 | 8 | 0
9 | 12 | 31 | 40.35 | 40.35 | 1305.1438 | 1250.85 | 0 | 0 | 54.2938 | 0 | 1250.85 | 7094.794 | 3567.397 | 3527.397 | 0 | 3567.397 | 8 | 0
10 | 1 | 31 | 40.35 | 40.35 | 1298.6181 | 1250.85 | 0 | 0 | 47.7681 | 0 | 1250.85 | 7094.794 | 3567.397 | 3527.397 | 0 | 3567.397 | 9 | 0
10 | 2 | 29 | 40.35 | 40.35 | 1214.8362 | 1170.15 | 0 | 0 | 44.6862 | 0 | 1170.15 | 6639.646 | 3339.823 | 3299.823 | 0 | 3339.823 | 9 | -2.2737e-13
10 | 3 | 31 | 40.35 | 40.35 | 1298.6181 | 1250.85 | 0 | 0 | 47.7681 | 0 | 1250.85 | 7094.794 | 3567.397 | 3527.397 | 0 | 3567.397 | 9 | 0
10 | 4 | 30 | 40.35 | 40.35 | 1256.7271 | 1210.5 | 0 | 0 | 46.2271 | 0 | 1210.5 | 6867.22 | 3453.61 | 3413.61 | 0 | 3453.61 | 9 | -2.2737e-13
10 | 5 | 31 | 40.35 | 40.35 | 1298.6181 | 1250.85 | 0 | 0 | 47.7681 | 0 | 1250.85 | 7094.794 | 3567.397 | 3527.397 | 0 | 3567.397 | 9 | 0
10 | 6 | 30 | 40.35 | 40.35 | 1256.7271 | 1210.5 | 0 | 0 | 46.2271 | 0 | 1210.5 | 6867.22 | 3453.61 | 3413.61 | 0 | 3453.61 | 9 | -2.2737e-13
10 | 7 | 31 | 40.35 | 40.35 | 1298.6181 | 1250.85 | 0 | 0 | 47.7681 | 0 | 1250.85 | 7094.794 | 3567.397 | 3527.397 | 0 | 3567.397 | 9 | 0
10 | 8 | 31 | 40.35 | 40.35 | 1298.6181 | 1250.85 | 0 | 0 | 47.7681 | 0 | 1250.85 | 7094.794 | 3567.397 | 3527.397 | 0 | 3567.397 | 9 | 0
10 | 9 | 30 | 40.35 | 40.35 | 1256.7271 | 1210.5 | 0 | 0 | 46.2271 | 0 | 1210.5 | 6867.22 | 3453.61 | 3413.61 | 0 | 3453.61 | 9 | -2.2737e-13
10 | 10 | 31 | 40.35 | 40.35 | 1298.6181 | 1250.85 | 0 | 0 | 47.7681 | 0 | 1250.85 | 7094.794 | 3567.397 | 3527.397 | 0 | 3567.397 | 9 | 0
10 | 11 | 30 | 40.35 | 40.35 | 1256.7271 | 1210.5 | 0 | 0 | 46.2271 | 0 | 1210.5 | 6867.22 | 3453.61 | 3413.61 | 0 | 3453.61 | 9 | -2.2737e-13
10 | 12 | 31 | 40.35 | 40.35 | 1298.6181 | 1250.85 | 0 | 0 | 47.7681 | 0 | 1250.85 | 7094.794 | 3567.397 | 3527.397 | 0 | 3567.397 | 9 | 0
11 | 1 | 31 | 40.35 | 40.35 | 1292.125 | 1250.85 | 0 | 0 | 41.275 | 0 | 1250.85 | 7094.794 | 3567.397 | 3527.397 | 0 | 3567.397 | 0 | -2.2737e-13
11 | 2 | 28 | 40.35 | 40.35 | 1167.0806 | 1129.8 | 0 | 0 | 37.2806 | 0 | 1129.8 | 6412.072 | 3226.036 | 3186.036 | 0 | 3226.036 | 0 | 2.2737e-13
11 | 3 | 31 | 40.35 | 40.35 | 1292.125 | 1250.85 | 0 | 0 | 41.275 | 0 | 1250.85 | 7094.794 | 3567.397 | 3527.397 | 0 | 3567.397 | 0 | -2.2737e-13
11 | 4 | 30 | 40.35 | 40.35 | 1250.4435 | 1210.5 | 0 | 0 | 39.9435 | 0 | 1210.5 | 6867.22 | 3453.61 | 3413.61 | 0 | 3453.61 | 0 | -2.2737e-13
11 | 5 | 31 | 40.35 | 40.35 | 1292.125 | 1250.85 | 0 | 0 | 41.275 | 0 | 1250.85 | 7094.794 | 3567.397 | 3527.397 | 0 | 3567.397 | 0 | -2.2737e-13
11 | 6 | 30 | 40.35 | 40.35 | 1250.4435 | 1210.5 | 0 | 0 | 39.9435 | 0 | 1210.5 | 6867.22 | 3453.61 | 3413.61 | 0 | 3453.61 | 0 | -2.2737e-13
11 | 7 | 31 | 40.35 | 40.35 | 1292.125 | 1250.85 | 0 | 0 | 41.275 | 0 | 1250.85 | 7094.794 | 3567.397 | 3527.397 | 0 | 3567.397 | 0 | -2.2737e-13
11 | 8 | 31 | 40.35 | 40.35 | 1292.125 | 1250.85 | 0 | 0 | 41.275 | 0 | 1250.85 | 7094.794 | 3567.397 | 3527.397 | 0 | 3567.397 | 0 | -2.2737e-13
11 | 9 | 30 | 40.35 | 40.35 | 1250.4435 | 1210.5 | 0 | 0 | 39.9435 | 0 | 1210.5 | 6867.22 | 3453.61 | 3413.61 | 0 | 3453.61 | 0 | -2.2737e-13
11 | 10 | 31 | 40.35 | 40.35 | 1292.125 | 1250.85 | 0 | 0 | 41.275 | 0 | 1250.85 | 7094.794 | 3567.397 | 3527.397 | 0 | 3567.397 | 0 | -2.2737e-13
11 | 11 | 30 | 40.35 | 40.35 | 1250.4435 | 1210.5 | 0 | 0 | 39.9435 | 0 | 1210.5 | 6867.22 | 3453.61 | 3413.61 | 0 | 3453.61 | 0 | -2.2737e-13
11 | 12 | 31 | 40.35 | 40.35 | 1292.125 | 1250.85 | 0 | 0 | 41.275 | 0 | 1250.85 | 7094.794 | 3567.397 | 3527.397 | 0 | 3567.397 | 0 | -2.2737e-13
12 | 1 | 31 | 40.35 | 40.35 | 1285.6643 | 1250.85 | 0 | 0 | 34.8143 | 0 | 1250.85 | 7094.794 | 3567.397 | 3527.397 | 0 | 3567.397 | 1 | 2.2737e-13
12 | 2 | 28 | 40.35 | 40.35 | 1161.2452 | 1129.8 | 0 | 0 | 31.4452 | 0 | 1129.8 | 6412.072 | 3226.036 | 3186.036 | 0 | 3226.036 | 1 | -2.2737e-13
12 | 3 | 31 | 40.35 | 40.35 | 1285.6643 | 1250.85 | 0 | 0 | 34.8143 | 0 | 1250.85 | 7094.794 | 3567.397 | 3527.397 | 0 | 3567.397 | 1 | 2.2737e-13
12 | 4 | 30 | 40.35 | 40.35 | 1244.1913 | 1210.5 | 0 | 0 | 33.6913 | 0 | 1210.5 | 6867.22 | 3453.61 | 3413.61 | 0 | 3453.61 | 1 | 0
12 | 5 | 31 | 40.35 | 40.35 | 1285.6643 | 1250.85 | 0 | 0 | 34.8143 | 0 | 1250.85 | 7094.794 | 3567.397 | 3527.397 | 0 | 3567.397 | 1 | 2.2737e-13
12 | 6 | 30 | 40.35 | 40.35 | 1244.1913 | 1210.5 | 0 | 0 | 33.6913 | 0 | 1210.5 | 6867.22 | 3453.61 | 3413.61 | 0 | 3453.61 | 1 | 0
12 | 7 | 31 | 40.35 | 40.35 | 1285.6643 | 1250.85 | 0 | 0 | 34.8143 | 0 | 1250.85 | 7094.794 | 3567.397 | 3527.397 | 0 | 3567.397 | 1 | 2.2737e-13
12 | 8 | 31 | 40.35 | 40.35 | 1285.6643 | 1250.85 | 0 | 0 | 34.8143 | 0 | 1250.85 | 7094.794 | 3567.397 | 3527.397 | 0 | 3567.397 | 1 | 2.2737e-13
12 | 9 | 30 | 40.35 | 40.35 | 1244.1913 | 1210.5 | 0 | 0 | 33.6913 | 0 | 1210.5 | 6867.22 | 3453.61 | 3413.61 | 0 | 3453.61 | 1 | 0
12 | 10 | 31 | 40.35 | 40.35 | 1285.6643 | 1250.85 | 0 | 0 | 34.8143 | 0 | 1250.85 | 7094.794 | 3567.397 | 3527.397 | 0 | 3567.397 | 1 | 2.2737e-13
12 | 11 | 30 | 40.35 | 40.35 | 1244.1913 | 1210.5 | 0 | 0 | 33.6913 | 0 | 1210.5 | 6867.22 | 3453.61 | 3413.61 | 0 | 3453.61 | 1 | 0
12 | 12 | 31 | 40.35 | 40.35 | 1285.6643 | 1250.85 | 0 | 0 | 34.8143 | 0 | 1250.85 | 7094.794 | 3567.397 | 3527.397 | 0 | 3567.397 | 1 | 2.2737e-13
13 | 1 | 31 | 40.35 | 40.35 | 1279.236 | 1250.85 | 0 | 0 | 28.386 | 0 | 1250.85 | 7094.794 | 3567.397 | 3527.397 | 0 | 3567.397 | 2 | 0
13 | 2 | 28 | 40.35 | 40.35 | 1155.439 | 1129.8 | 0 | 0 | 25.639 | 0 | 1129.8 | 6412.072 | 3226.036 | 3186.036 | 0 | 3226.036 | 2 | -2.2737e-13
13 | 3 | 31 | 40.35 | 40.35 | 1279.236 | 1250.85 | 0 | 0 | 28.386 | 0 | 1250.85 | 7094.794 | 3567.397 | 3527.397 | 0 | 3567.397 | 2 | 0
13 | 4 | 30 | 40.35 | 40.35 | 1237.9703 | 1210.5 | 0 | 0 | 27.4703 | 0 | 1210.5 | 6867.22 | 3453.61 | 3413.61 | 0 | 3453.61 | 2 | 2.2737e-13
13 | 5 | 31 | 40.35 | 40.35 | 1279.236 | 1250.85 | 0 | 0 | 28.386 | 0 | 1250.85 | 7094.794 | 3567.397 | 3527.397 | 0 | 3567.397 | 2 | 0
13 | 6 | 30 | 40.35 | 40.35 | 1237.9703 | 1210.5 | 0 | 0 | 27.4703 | 0 | 1210.5 | 6867.22 | 3453.61 | 3413.61 | 0 | 3453.61 | 2 | 2.2737e-13
13 | 7 | 31 | 40.35 | 40.35 | 1279.236 | 1250.85 | 0 | 0 | 28.386 | 0 | 1250.85 | 7094.794 | 3567.397 | 3527.397 | 0 | 3567.397 | 2 | 0
13 | 8 | 31 | 40.35 | 40.35 | 1279.236 | 1250.85 | 0 | 0 | 28.386 | 0 | 1250.85 | 7094.794 | 3567.397 | 3527.397 | 0 | 3567.397 | 2 | 0
13 | 9 | 30 | 40.35 | 40.35 | 1237.9703 | 1210.5 | 0 | 0 | 27.4703 | 0 | 1210.5 | 6867.22 | 3453.61 | 3413.61 | 0 | 3453.61 | 2 | 2.2737e-13
13 | 10 | 31 | 40.35 | 40.35 | 1279.236 | 1250.85 | 0 | 0 | 28.386 | 0 | 1250.85 | 7094.794 | 3567.397 | 3527.397 | 0 | 3567.397 | 2 | 0
13 | 11 | 30 | 40.35 | 40.35 | 1237.9703 | 1210.5 | 0 | 0 | 27.4703 | 0 | 1210.5 | 6867.22 | 3453.61 | 3413.61 | 0 | 3453.61 | 2 | 2.2737e-13
13 | 12 | 31 | 40.35 | 40.35 | 1279.236 | 1250.85 | 0 | 0 | 28.386 | 0 | 1250.85 | 7094.794 | 3567.397 | 3527.397 | 0 | 3567.397 | 2 | 0
14 | 1 | 31 | 40.35 | 40.35 | 1272.8398 | 1250.85 | 0 | 0 | 21.9898 | 0 | 1250.85 | 7094.794 | 3567.397 | 3527.397 | 0 | 3567.397 | 3 | 0
14 | 2 | 29 | 40.35 | 40.35 | 1190.7211 | 1170.15 | 0 | 0 | 20.5711 | 0 | 1170.15 | 6639.646 | 3339.823 | 3299.823 | 0 | 3339.823 | 3 | -2.2737e-13
14 | 3 | 31 | 40.35 | 40.35 | 1272.8398 | 1250.85 | 0 | 0 | 21.9898 | 0 | 1250.85 | 7094.794 | 3567.397 | 3527.397 | 0 | 3567.397 | 3 | 0
14 | 4 | 30 | 40.35 | 40.35 | 1231.7805 | 1210.5 | 0 | 0 | 21.2805 | 0 | 1210.5 | 6867.22 | 3453.61 | 3413.61 | 0 | 3453.61 | 3 | -2.2737e-13
14 | 5 | 31 | 40.35 | 40.35 | 1272.8398 | 1250.85 | 0 | 0 | 21.9898 | 0 | 1250.85 | 7094.794 | 3567.397 | 3527.397 | 0 | 3567.397 | 3 | 0
14 | 6 | 30 | 40.35 | 40.35 | 1231.7805 | 1210.5 | 0 | 0 | 21.2805 | 0 | 1210.5 | 6867.22 | 3453.61 | 3413.61 | 0 | 3453.61 | 3 | -2.2737e-13
14 | 7 | 31 | 40.35 | 40.35 | 1272.8398 | 1250.85 | 0 | 0 | 21.9898 | 0 | 1250.85 | 7094.794 | 3567.397 | 3527.397 | 0 | 3567.397 | 3 | 0
14 | 8 | 31 | 40.35 | 40.35 | 1272.8398 | 1250.85 | 0 | 0 | 21.9898 | 0 | 1250.85 | 7094.794 | 3567.397 | 3527.397 | 0 | 3567.397 | 3 | 0
14 | 9 | 30 | 40.35 | 40.35 | 1231.7805 | 1210.5 | 0 | 0 | 21.2805 | 0 | 1210.5 | 6867.22 | 3453.61 | 3413.61 | 0 | 3453.61 | 3 | -2.2737e-13
14 | 10 | 31 | 40.35 | 40.35 | 1272.8398 | 1250.85 | 0 | 0 | 21.9898 | 0 | 1250.85 | 7094.794 | 3567.397 | 3527.397 | 0 | 3567.397 | 3 | 0
14 | 11 | 30 | 40.35 | 40.35 | 1231.7805 | 1210.5 | 0 | 0 | 21.2805 | 0 | 1210.5 | 6867.22 | 3453.61 | 3413.61 | 0 | 3453.61 | 3 | -2.2737e-13
14 | 12 | 31 | 40.35 | 40.35 | 1272.8398 | 1250.85 | 0 | 0 | 21.9898 | 0 | 1250.85 | 7094.794 | 3567.397 | 3527.397 | 0 | 3567.397 | 3 | 0
15 | 1 | 31 | 40.35 | 40.35 | 1266.4756 | 1250.85 | 0 | 0 | 15.6256 | 0 | 1250.85 | 7094.794 | 3567.397 | 3527.397 | 0 | 3567.397 | 4 | 2.2737e-13
15 | 2 | 28 | 40.35 | 40.35 | 1143.9135 | 1129.8 | 0 | 0 | 14.1135 | 0 | 1129.8 | 6412.072 | 3226.036 | 3186.036 | 0 | 3226.036 | 4 | 0
15 | 3 | 31 | 40.35 | 40.35 | 1266.4756 | 1250.85 | 0 | 0 | 15.6256 | 0 | 1250.85 | 7094.794 | 3567.397 | 3527.397 | 0 | 3567.397 | 4 | 2.2737e-13
15 | 4 | 30 | 40.35 | 40.35 | 1225.6216 | 1210.5 | 0 | 0 | 15.1216 | 0 | 1210.5 | 6867.22 | 3453.61 | 3413.61 | 0 | 3453.61 | 4 | 2.2737e-13
15 | 5 | 31 | 40.35 | 40.35 | 1266.4756 | 1250.85 | 0 | 0 | 15.6256 | 0 | 1250.85 | 7094.794 | 3567.397 | 3527.397 | 0 | 3567.397 | 4 | 2.2737e-13
15 | 6 | 30 | 40.35 | 40.35 | 1225.6216 | 1210.5 | 0 | 0 | 15.1216 | 0 | 1210.5 | 6867.22 | 3453.61 | 3413.61 | 0 | 3453.61 | 4 | 2.2737e-13
15 | 7 | 31 | 40.35 | 40.35 | 1266.4756 | 1250.85 | 0 | 0 | 15.6256 | 0 | 1250.85 | 7094.794 | 3567.397 | 3527.397 | 0 | 3567.397 | 4 | 2.2737e-13
15 | 8 | 31 | 40.35 | 40.35 | 1266.4756 | 1250.85 | 0 | 0 | 15.6256 | 0 | 1250.85 | 7094.794 | 3567.397 | 3527.397 | 0 | 3567.397 | 4 | 2.2737e-13
15 | 9 | 30 | 40.35 | 40.35 | 1225.6216 | 1210.5 | 0 | 0 | 15.1216 | 0 | 1210.5 | 6867.22 | 3453.61 | 3413.61 | 0 | 3453.61 | 4 | 2.2737e-13
15 | 10 | 31 | 40.35 | 40.35 | 1266.4756 | 1250.85 | 0 | 0 | 15.6256 | 0 | 1250.85 | 7094.794 | 3567.397 | 3527.397 | 0 | 3567.397 | 4 | 2.2737e-13
15 | 11 | 30 | 40.35 | 40.35 | 1225.6216 | 1210.5 | 0 | 0 | 15.1216 | 0 | 1210.5 | 6867.22 | 3453.61 | 3413.61 | 0 | 3453.61 | 4 | 2.2737e-13
15 | 12 | 31 | 40.35 | 40.35 | 1266.4756 | 1250.85 | 0 | 0 | 15.6256 | 0 | 1250.85 | 7094.794 | 3567.397 | 3527.397 | 0 | 3567.397 | 4 | 2.2737e-13
16 | 1 | 31 | 40.35 | 40.35 | 1260.1433 | 1250.85 | 0 | 0 | 9.2933 | 0 | 1250.85 | 7094.794 | 3567.397 | 3527.397 | 0 | 3567.397 | 5 | 0
16 | 2 | 28 | 40.35 | 40.35 | 1138.1939 | 1129.8 | 0 | 0 | 8.3939 | 0 | 1129.8 | 6412.072 | 3226.036 | 3186.036 | 0 | 3226.036 | 5 | 0
16 | 3 | 31 | 40.35 | 40.35 | 1260.1433 | 1250.85 | 0 | 0 | 9.2933 | 0 | 1250.85 | 7094.794 | 3567.397 | 3527.397 | 0 | 3567.397 | 5 | 0
16 | 4 | 30 | 40.35 | 40.35 | 1219.4935 | 1210.5 | 0 | 0 | 8.9935 | 0 | 1210.5 | 6867.22 | 3453.61 | 3413.61 | 0 | 3453.61 | 5 | 0
16 | 5 | 31 | 40.35 | 40.35 | 1260.1433 | 1250.85 | 0 | 0 | 9.2933 | 0 | 1250.85 | 7094.794 | 3567.397 | 3527.397 | 0 | 3567.397 | 5 | 0
16 | 6 | 30 | 40.35 | 40.35 | 1219.4935 | 1210.5 | 0 | 0 | 8.9935 | 0 | 1210.5 | 6867.22 | 3453.61 | 3413.61 | 0 | 3453.61 | 5 | 0
16 | 7 | 31 | 40.35 | 40.35 | 1260.1433 | 1250.85 | 0 | 0 | 9.2933 | 0 | 1250.85 | 7094.794 | 3567.397 | 3527.397 | 0 | 3567.397 | 5 | 0
16 | 8 | 31 | 40.35 | 40.35 | 1260.1433 | 1250.85 | 0 | 0 | 9.2933 | 0 | 1250.85 | 7094.794 | 3567.397 | 3527.397 | 0 | 3567.397 | 5 | 0
16 | 9 | 30 | 40.35 | 40.35 | 1219.4935 | 1210.5 | 0 | 0 | 8.9935 | 0 | 1210.5 | 6867.22 | 3453.61 | 3413.61 | 0 | 3453.61 | 5 | 0
16 | 10 | 31 | 40.35 | 40.35 | 1260.1433 | 1250.85 | 0 | 0 | 9.2933 | 0 | 1250.85 | 7094.794 | 3567.397 | 3527.397 | 0 | 3567.397 | 5 | 0
16 | 11 | 30 | 40.35 | 40.35 | 1219.4935 | 1210.5 | 0 | 0 | 8.9935 | 0 | 1210.5 | 6867.22 | 3453.61 | 3413.61 | 0 | 3453.61 | 5 | 0
16 | 12 | 31 | 40.35 | 40.35 | 1260.1433 | 1250.85 | 0 | 0 | 9.2933 | 0 | 1250.85 | 7094.794 | 3567.397 | 3527.397 | 0 | 3567.397 | 5 | 0
17 | 1 | 31 | 40.35 | 40.35 | 1253.8425 | 1250.85 | 0 | 0 | 2.9925 | 0 | 1250.85 | 7094.794 | 3567.397 | 3527.397 | 0 | 3567.397 | 6 | 0
17 | 2 | 28 | 40.35 | 40.35 | 1132.5029 | 1129.8 | 0 | 0 | 2.7029 | 0 | 1129.8 | 6412.072 | 3226.036 | 3186.036 | 0 | 3226.036 | 6 | 0
17 | 3 | 31 | 40.35 | 40.35 | 1253.8425 | 1250.85 | 0 | 0 | 2.9925 | 0 | 1250.85 | 7094.794 | 3567.397 | 3527.397 | 0 | 3567.397 | 6 | 0
17 | 4 | 30 | 40.35 | 40.35 | 1213.396 | 1210.5 | 0 | 0 | 2.896 | 0 | 1210.5 | 6867.22 | 3453.61 | 3413.61 | 0 | 3453.61 | 6 | 0
17 | 5 | 31 | 40.35 | 40.35 | 1253.8425 | 1250.85 | 0 | 0 | 2.9925 | 0 | 1250.85 | 7094.794 | 3567.397 | 3527.397 | 0 | 3567.397 | 6 | 0
17 | 6 | 30 | 40.35 | 40.35 | 1213.396 | 1210.5 | 0 | 0 | 2.896 | 0 | 1210.5 | 6867.22 | 3453.61 | 3413.61 | 0 | 3453.61 | 6 | 0
17 | 7 | 31 | 40.35 | 40.35 | 1253.8425 | 1250.85 | 0 | 0 | 2.9925 | 0 | 1250.85 | 7094.794 | 3567.397 | 3527.397 | 0 | 3567.397 | 6 | 0
17 | 8 | 31 | 40.35 | 40.35 | 1253.8425 | 1250.85 | 0 | 0 | 2.9925 | 0 | 1250.85 | 7094.794 | 3567.397 | 3527.397 | 0 | 3567.397 | 6 | 0
17 | 9 | 30 | 40.35 | 40.35 | 1213.396 | 1210.5 | 0 | 0 | 2.896 | 0 | 1210.5 | 6867.22 | 3453.61 | 3413.61 | 0 | 3453.61 | 6 | 0
17 | 10 | 31 | 40.35 | 40.35 | 1253.8425 | 1250.85 | 0 | 0 | 2.9925 | 0 | 1250.85 | 7094.794 | 3567.397 | 3527.397 | 0 | 3567.397 | 6 | 0
17 | 11 | 30 | 40.35 | 40.35 | 1213.396 | 1210.5 | 0 | 0 | 2.896 | 0 | 1210.5 | 6867.22 | 3453.61 | 3413.61 | 0 | 3453.61 | 6 | 0
17 | 12 | 31 | 40.35 | 40.35 | 1253.8425 | 1250.85 | 0 | 0 | 2.9925 | 0 | 1250.85 | 7094.794 | 3567.397 | 3527.397 | 0 | 3567.397 | 6 | 0
18 | 1 | 31 | 40.35 | 40.35 | 1247.5733 | 1247.5733 | 0 | 0 | 0 | 0 | 1254.1267 | 7094.794 | 3576.6372 | 3518.1568 | 0 | 3576.6372 | 7 | 0
18 | 2 | 29 | 40.35 | 40.35 | 1167.0847 | 1167.0847 | 0 | 0 | 0 | 0 | 1173.2153 | 6639.646 | 3348.4671 | 3291.1789 | 0 | 3348.4671 | 7 | 0
18 | 3 | 31 | 40.35 | 40.35 | 1247.5733 | 1247.5733 | 0 | 0 | 0 | 0 | 1254.1267 | 7094.794 | 3576.6372 | 3518.1568 | 0 | 3576.6372 | 7 | 0
18 | 4 | 30 | 40.35 | 40.35 | 1207.329 | 1207.329 | 0 | 0 | 0 | 0 | 1213.671 | 6867.22 | 3462.5521 | 3404.6679 | 0 | 3462.5521 | 7 | 0
18 | 5 | 31 | 40.35 | 40.35 | 1247.5733 | 1247.5733 | 0 | 0 | 0 | 0 | 1254.1267 | 7094.794 | 3576.6372 | 3518.1568 | 0 | 3576.6372 | 7 | 0
18 | 6 | 30 | 40.35 | 40.35 | 1207.329 | 1207.329 | 0 | 0 | 0 | 0 | 1213.671 | 6867.22 | 3462.5521 | 3404.6679 | 0 | 3462.5521 | 7 | 0
18 | 7 | 31 | 40.35 | 40.35 | 1247.5733 | 1247.5733 | 0 | 0 | 0 | 0 | 1254.1267 | 7094.794 | 3576.6372 | 3518.1568 | 0 | 3576.6372 | 7 | 0
18 | 8 | 31 | 40.35 | 40.35 | 1247.5733 | 1247.5733 | 0 | 0 | 0 | 0 | 1254.1267 | 7094.794 | 3576.6372 | 3518.1568 | 0 | 3576.6372 | 7 | 0
18 | 9 | 30 | 40.35 | 40.35 | 1207.329 | 1207.329 | 0 | 0 | 0 | 0 | 1213.671 | 6867.22 | 3462.5521 | 3404.6679 | 0 | 3462.5521 | 7 | 0
18 | 10 | 31 | 40.35 | 40.35 | 1247.5733 | 1247.5733 | 0 | 0 | 0 | 0 | 1254.1267 | 7094.794 | 3576.6372 | 3518.1568 | 0 | 3576.6372 | 7 | 0
18 | 11 | 30 | 40.35 | 40.35 | 1207.329 | 1207.329 | 0 | 0 | 0 | 0 | 1213.671 | 6867.22 | 3462.5521 | 3404.6679 | 0 | 3462.5521 | 7 | 0
18 | 12 | 31 | 40.35 | 40.35 | 1247.5733 | 1247.5733 | 0 | 0 | 0 | 0 | 1254.1267 | 7094.794 | 3576.6372 | 3518.1568 | 0 | 3576.6372 | 7 | 0
19 | 1 | 31 | 40.35 | 40.35 | 1241.3355 | 1241.3355 | 0 | 0 | 0 | 0 | 1260.3645 | 7094.794 | 3594.228 | 3500.566 | 0 | 3594.228 | 8 | 0
19 | 2 | 28 | 40.35 | 40.35 | 1121.2062 | 1121.2062 | 0 | 0 | 0 | 0 | 1138.3938 | 6412.072 | 3250.2705 | 3161.8015 | 0 | 3250.2705 | 8 | 0
19 | 3 | 31 | 40.35 | 40.35 | 1241.3355 | 1241.3355 | 0 | 0 | 0 | 0 | 1260.3645 | 7094.794 | 3594.228 | 3500.566 | 0 | 3594.228 | 8 | 0
19 | 4 | 30 | 40.35 | 40.35 | 1201.2924 | 1201.2924 | 0 | 0 | 0 | 0 | 1219.7076 | 6867.22 | 3479.5755 | 3387.6445 | 0 | 3479.5755 | 8 | 0
19 | 5 | 31 | 40.35 | 40.35 | 1241.3355 | 1241.3355 | 0 | 0 | 0 | 0 | 1260.3645 | 7094.794 | 3594.228 | 3500.566 | 0 | 3594.228 | 8 | 0
19 | 6 | 30 | 40.35 | 40.35 | 1201.2924 | 1201.2924 | 0 | 0 | 0 | 0 | 1219.7076 | 6867.22 | 3479.5755 | 3387.6445 | 0 | 3479.5755 | 8 | 0
19 | 7 | 31 | 40.35 | 40.35 | 1241.3355 | 1241.3355 | 0 | 0 | 0 | 0 | 1260.3645 | 7094.794 | 3594.228 | 3500.566 | 0 | 3594.228 | 8 | 0
19 | 8 | 31 | 40.35 | 40.35 | 1241.3355 | 1241.3355 | 0 | 0 | 0 | 0 | 1260.3645 | 7094.794 | 3594.228 | 3500.566 | 0 | 3594.228 | 8 | 0
19 | 9 | 30 | 40.35 | 40.35 | 1201.2924 | 1201.2924 | 0 | 0 | 0 | 0 | 1219.7076 | 6867.22 | 3479.5755 | 3387.6445 | 0 | 3479.5755 | 8 | 0
19 | 10 | 31 | 40.35 | 40.35 | 1241.3355 | 1241.3355 | 0 | 0 | 0 | 0 | 1260.3645 | 7094.794 | 3594.228 | 3500.566 | 0 | 3594.228 | 8 | 0
19 | 11 | 30 | 40.35 | 40.35 | 1201.2924 | 1201.2924 | 0 | 0 | 0 | 0 | 1219.7076 | 6867.22 | 3479.5755 | 3387.6445 | 0 | 3479.5755 | 8 | 0
19 | 12 | 31 | 40.35 | 40.35 | 1241.3355 | 1241.3355 | 0 | 0 | 0 | 0 | 1260.3645 | 7094.794 | 3594.228 | 3500.566 | 0 | 3594.228 | 8 | 0
20 | 1 | 31 | 40.35 | 40.35 | 1235.1288 | 1235.1288 | 0 | 0 | 0 | 0 | 1266.5712 | 7094.794 | 3611.7308 | 3483.0632 | 0 | 3611.7308 | 9 | 0
20 | 2 | 28 | 40.35 | 40.35 | 1115.6002 | 1115.6002 | 0 | 0 | 0 | 0 | 1143.9998 | 6412.072 | 3266.0795 | 3145.9925 | 0 | 3266.0795 | 9 | 0
20 | 3 | 31 | 40.35 | 40.35 | 1235.1288 | 1235.1288 | 0 | 0 | 0 | 0 | 1266.5712 | 7094.794 | 3611.7308 | 3483.0632 | 0 | 3611.7308 | 9 | 0
20 | 4 | 30 | 40.35 | 40.35 | 1195.2859 | 1195.2859 | 0 | 0 | 0 | 0 | 1225.7141 | 6867.22 | 3496.5137 | 3370.7063 | 0 | 3496.5137 | 9 | 0
20 | 5 | 31 | 40.35 | 40.35 | 1235.1288 | 1235.1288 | 0 | 0 | 0 | 0 | 1266.5712 | 7094.794 | 3611.7308 | 3483.0632 | 0 | 3611.7308 | 9 | 0
20 | 6 | 30 | 40.35 | 40.35 | 1195.2859 | 1195.2859 | 0 | 0 | 0 | 0 | 1225.7141 | 6867.22 | 3496.5137 | 3370.7063 | 0 | 3496.5137 | 9 | 0
20 | 7 | 31 | 40.35 | 40.35 | 1235.1288 | 1235.1288 | 0 | 0 | 0 | 0 | 1266.5712 | 7094.794 | 3611.7308 | 3483.0632 | 0 | 3611.7308 | 9 | 0
20 | 8 | 31 | 40.35 | 40.35 | 1235.1288 | 1235.1288 | 0 | 0 | 0 | 0 | 1266.5712 | 7094.794 | 3611.7308 | 3483.0632 | 0 | 3611.7308 | 9 | 0
20 | 9 | 30 | 40.35 | 40.35 | 1195.2859 | 1195.2859 | 0 | 0 | 0 | 0 | 1225.7141 | 6867.22 | 3496.5137 | 3370.7063 | 0 | 3496.5137 | 9 | 0
20 | 10 | 31 | 40.35 | 40.35 | 1235.1288 | 1235.1288 | 0 | 0 | 0 | 0 | 1266.5712 | 7094.794 | 3611.7308 | 3483.0632 | 0 | 3611.7308 | 9 | 0
20 | 11 | 30 | 40.35 | 40.35 | 1195.2859 | 1195.2859 | 0 | 0 | 0 | 0 | 1225.7141 | 6867.22 | 3496.5137 | 3370.7063 | 0 | 3496.5137 | 9 | 0
20 | 12 | 31 | 40.35 | 40.35 | 1235.1288 | 1235.1288 | 0 | 0 | 0 | 0 | 1266.5712 | 7094.794 | 3611.7308 | 3483.0632 | 0 | 3611.7308 | 9 | 0
Battery only — monthly calculations
years | month | Days | Day load kWh/d | Night load kWh/d | PV kWh/mo | Direct use kWh/mo | Charge kWh/mo | Discharge kWh/mo | Unused PV kWh/mo | Losses kWh/mo | Grid imports kWh/mo | Baseline EGP | New bill EGP | Bill savings EGP | Operating capacity kWh | Matched PV-only bill (EGP) | Battery age | Balance check kWh
1 | 1 | 31 | 40.35 | 40.35 | 0 | 0 | 0 | 0 | 0 | 0 | 2501.7 | 7094.794 | 7094.794 | 0 | 0 | 7094.794 | 0 | 0
1 | 2 | 28 | 40.35 | 40.35 | 0 | 0 | 0 | 0 | 0 | 0 | 2259.6 | 6412.072 | 6412.072 | 0 | 0 | 6412.072 | 0 | 0
1 | 3 | 31 | 40.35 | 40.35 | 0 | 0 | 0 | 0 | 0 | 0 | 2501.7 | 7094.794 | 7094.794 | 0 | 0 | 7094.794 | 0 | 0
1 | 4 | 30 | 40.35 | 40.35 | 0 | 0 | 0 | 0 | 0 | 0 | 2421 | 6867.22 | 6867.22 | 0 | 0 | 6867.22 | 0 | 0
1 | 5 | 31 | 40.35 | 40.35 | 0 | 0 | 0 | 0 | 0 | 0 | 2501.7 | 7094.794 | 7094.794 | 0 | 0 | 7094.794 | 0 | 0
1 | 6 | 30 | 40.35 | 40.35 | 0 | 0 | 0 | 0 | 0 | 0 | 2421 | 6867.22 | 6867.22 | 0 | 0 | 6867.22 | 0 | 0
1 | 7 | 31 | 40.35 | 40.35 | 0 | 0 | 0 | 0 | 0 | 0 | 2501.7 | 7094.794 | 7094.794 | 0 | 0 | 7094.794 | 0 | 0
1 | 8 | 31 | 40.35 | 40.35 | 0 | 0 | 0 | 0 | 0 | 0 | 2501.7 | 7094.794 | 7094.794 | 0 | 0 | 7094.794 | 0 | 0
1 | 9 | 30 | 40.35 | 40.35 | 0 | 0 | 0 | 0 | 0 | 0 | 2421 | 6867.22 | 6867.22 | 0 | 0 | 6867.22 | 0 | 0
1 | 10 | 31 | 40.35 | 40.35 | 0 | 0 | 0 | 0 | 0 | 0 | 2501.7 | 7094.794 | 7094.794 | 0 | 0 | 7094.794 | 0 | 0
1 | 11 | 30 | 40.35 | 40.35 | 0 | 0 | 0 | 0 | 0 | 0 | 2421 | 6867.22 | 6867.22 | 0 | 0 | 6867.22 | 0 | 0
1 | 12 | 31 | 40.35 | 40.35 | 0 | 0 | 0 | 0 | 0 | 0 | 2501.7 | 7094.794 | 7094.794 | 0 | 0 | 7094.794 | 0 | 0
2 | 1 | 31 | 40.35 | 40.35 | 0 | 0 | 0 | 0 | 0 | 0 | 2501.7 | 7094.794 | 7094.794 | 0 | 0 | 7094.794 | 1 | 0
2 | 2 | 29 | 40.35 | 40.35 | 0 | 0 | 0 | 0 | 0 | 0 | 2340.3 | 6639.646 | 6639.646 | 0 | 0 | 6639.646 | 1 | 0
2 | 3 | 31 | 40.35 | 40.35 | 0 | 0 | 0 | 0 | 0 | 0 | 2501.7 | 7094.794 | 7094.794 | 0 | 0 | 7094.794 | 1 | 0
2 | 4 | 30 | 40.35 | 40.35 | 0 | 0 | 0 | 0 | 0 | 0 | 2421 | 6867.22 | 6867.22 | 0 | 0 | 6867.22 | 1 | 0
2 | 5 | 31 | 40.35 | 40.35 | 0 | 0 | 0 | 0 | 0 | 0 | 2501.7 | 7094.794 | 7094.794 | 0 | 0 | 7094.794 | 1 | 0
2 | 6 | 30 | 40.35 | 40.35 | 0 | 0 | 0 | 0 | 0 | 0 | 2421 | 6867.22 | 6867.22 | 0 | 0 | 6867.22 | 1 | 0
2 | 7 | 31 | 40.35 | 40.35 | 0 | 0 | 0 | 0 | 0 | 0 | 2501.7 | 7094.794 | 7094.794 | 0 | 0 | 7094.794 | 1 | 0
2 | 8 | 31 | 40.35 | 40.35 | 0 | 0 | 0 | 0 | 0 | 0 | 2501.7 | 7094.794 | 7094.794 | 0 | 0 | 7094.794 | 1 | 0
2 | 9 | 30 | 40.35 | 40.35 | 0 | 0 | 0 | 0 | 0 | 0 | 2421 | 6867.22 | 6867.22 | 0 | 0 | 6867.22 | 1 | 0
2 | 10 | 31 | 40.35 | 40.35 | 0 | 0 | 0 | 0 | 0 | 0 | 2501.7 | 7094.794 | 7094.794 | 0 | 0 | 7094.794 | 1 | 0
2 | 11 | 30 | 40.35 | 40.35 | 0 | 0 | 0 | 0 | 0 | 0 | 2421 | 6867.22 | 6867.22 | 0 | 0 | 6867.22 | 1 | 0
2 | 12 | 31 | 40.35 | 40.35 | 0 | 0 | 0 | 0 | 0 | 0 | 2501.7 | 7094.794 | 7094.794 | 0 | 0 | 7094.794 | 1 | 0
3 | 1 | 31 | 40.35 | 40.35 | 0 | 0 | 0 | 0 | 0 | 0 | 2501.7 | 7094.794 | 7094.794 | 0 | 0 | 7094.794 | 2 | 0
3 | 2 | 28 | 40.35 | 40.35 | 0 | 0 | 0 | 0 | 0 | 0 | 2259.6 | 6412.072 | 6412.072 | 0 | 0 | 6412.072 | 2 | 0
3 | 3 | 31 | 40.35 | 40.35 | 0 | 0 | 0 | 0 | 0 | 0 | 2501.7 | 7094.794 | 7094.794 | 0 | 0 | 7094.794 | 2 | 0
3 | 4 | 30 | 40.35 | 40.35 | 0 | 0 | 0 | 0 | 0 | 0 | 2421 | 6867.22 | 6867.22 | 0 | 0 | 6867.22 | 2 | 0
3 | 5 | 31 | 40.35 | 40.35 | 0 | 0 | 0 | 0 | 0 | 0 | 2501.7 | 7094.794 | 7094.794 | 0 | 0 | 7094.794 | 2 | 0
3 | 6 | 30 | 40.35 | 40.35 | 0 | 0 | 0 | 0 | 0 | 0 | 2421 | 6867.22 | 6867.22 | 0 | 0 | 6867.22 | 2 | 0
3 | 7 | 31 | 40.35 | 40.35 | 0 | 0 | 0 | 0 | 0 | 0 | 2501.7 | 7094.794 | 7094.794 | 0 | 0 | 7094.794 | 2 | 0
3 | 8 | 31 | 40.35 | 40.35 | 0 | 0 | 0 | 0 | 0 | 0 | 2501.7 | 7094.794 | 7094.794 | 0 | 0 | 7094.794 | 2 | 0
3 | 9 | 30 | 40.35 | 40.35 | 0 | 0 | 0 | 0 | 0 | 0 | 2421 | 6867.22 | 6867.22 | 0 | 0 | 6867.22 | 2 | 0
3 | 10 | 31 | 40.35 | 40.35 | 0 | 0 | 0 | 0 | 0 | 0 | 2501.7 | 7094.794 | 7094.794 | 0 | 0 | 7094.794 | 2 | 0
3 | 11 | 30 | 40.35 | 40.35 | 0 | 0 | 0 | 0 | 0 | 0 | 2421 | 6867.22 | 6867.22 | 0 | 0 | 6867.22 | 2 | 0
3 | 12 | 31 | 40.35 | 40.35 | 0 | 0 | 0 | 0 | 0 | 0 | 2501.7 | 7094.794 | 7094.794 | 0 | 0 | 7094.794 | 2 | 0
4 | 1 | 31 | 40.35 | 40.35 | 0 | 0 | 0 | 0 | 0 | 0 | 2501.7 | 7094.794 | 7094.794 | 0 | 0 | 7094.794 | 3 | 0
4 | 2 | 28 | 40.35 | 40.35 | 0 | 0 | 0 | 0 | 0 | 0 | 2259.6 | 6412.072 | 6412.072 | 0 | 0 | 6412.072 | 3 | 0
4 | 3 | 31 | 40.35 | 40.35 | 0 | 0 | 0 | 0 | 0 | 0 | 2501.7 | 7094.794 | 7094.794 | 0 | 0 | 7094.794 | 3 | 0
4 | 4 | 30 | 40.35 | 40.35 | 0 | 0 | 0 | 0 | 0 | 0 | 2421 | 6867.22 | 6867.22 | 0 | 0 | 6867.22 | 3 | 0
4 | 5 | 31 | 40.35 | 40.35 | 0 | 0 | 0 | 0 | 0 | 0 | 2501.7 | 7094.794 | 7094.794 | 0 | 0 | 7094.794 | 3 | 0
4 | 6 | 30 | 40.35 | 40.35 | 0 | 0 | 0 | 0 | 0 | 0 | 2421 | 6867.22 | 6867.22 | 0 | 0 | 6867.22 | 3 | 0
4 | 7 | 31 | 40.35 | 40.35 | 0 | 0 | 0 | 0 | 0 | 0 | 2501.7 | 7094.794 | 7094.794 | 0 | 0 | 7094.794 | 3 | 0
4 | 8 | 31 | 40.35 | 40.35 | 0 | 0 | 0 | 0 | 0 | 0 | 2501.7 | 7094.794 | 7094.794 | 0 | 0 | 7094.794 | 3 | 0
4 | 9 | 30 | 40.35 | 40.35 | 0 | 0 | 0 | 0 | 0 | 0 | 2421 | 6867.22 | 6867.22 | 0 | 0 | 6867.22 | 3 | 0
4 | 10 | 31 | 40.35 | 40.35 | 0 | 0 | 0 | 0 | 0 | 0 | 2501.7 | 7094.794 | 7094.794 | 0 | 0 | 7094.794 | 3 | 0
4 | 11 | 30 | 40.35 | 40.35 | 0 | 0 | 0 | 0 | 0 | 0 | 2421 | 6867.22 | 6867.22 | 0 | 0 | 6867.22 | 3 | 0
4 | 12 | 31 | 40.35 | 40.35 | 0 | 0 | 0 | 0 | 0 | 0 | 2501.7 | 7094.794 | 7094.794 | 0 | 0 | 7094.794 | 3 | 0
5 | 1 | 31 | 40.35 | 40.35 | 0 | 0 | 0 | 0 | 0 | 0 | 2501.7 | 7094.794 | 7094.794 | 0 | 0 | 7094.794 | 4 | 0
5 | 2 | 28 | 40.35 | 40.35 | 0 | 0 | 0 | 0 | 0 | 0 | 2259.6 | 6412.072 | 6412.072 | 0 | 0 | 6412.072 | 4 | 0
5 | 3 | 31 | 40.35 | 40.35 | 0 | 0 | 0 | 0 | 0 | 0 | 2501.7 | 7094.794 | 7094.794 | 0 | 0 | 7094.794 | 4 | 0
5 | 4 | 30 | 40.35 | 40.35 | 0 | 0 | 0 | 0 | 0 | 0 | 2421 | 6867.22 | 6867.22 | 0 | 0 | 6867.22 | 4 | 0
5 | 5 | 31 | 40.35 | 40.35 | 0 | 0 | 0 | 0 | 0 | 0 | 2501.7 | 7094.794 | 7094.794 | 0 | 0 | 7094.794 | 4 | 0
5 | 6 | 30 | 40.35 | 40.35 | 0 | 0 | 0 | 0 | 0 | 0 | 2421 | 6867.22 | 6867.22 | 0 | 0 | 6867.22 | 4 | 0
5 | 7 | 31 | 40.35 | 40.35 | 0 | 0 | 0 | 0 | 0 | 0 | 2501.7 | 7094.794 | 7094.794 | 0 | 0 | 7094.794 | 4 | 0
5 | 8 | 31 | 40.35 | 40.35 | 0 | 0 | 0 | 0 | 0 | 0 | 2501.7 | 7094.794 | 7094.794 | 0 | 0 | 7094.794 | 4 | 0
5 | 9 | 30 | 40.35 | 40.35 | 0 | 0 | 0 | 0 | 0 | 0 | 2421 | 6867.22 | 6867.22 | 0 | 0 | 6867.22 | 4 | 0
5 | 10 | 31 | 40.35 | 40.35 | 0 | 0 | 0 | 0 | 0 | 0 | 2501.7 | 7094.794 | 7094.794 | 0 | 0 | 7094.794 | 4 | 0
5 | 11 | 30 | 40.35 | 40.35 | 0 | 0 | 0 | 0 | 0 | 0 | 2421 | 6867.22 | 6867.22 | 0 | 0 | 6867.22 | 4 | 0
5 | 12 | 31 | 40.35 | 40.35 | 0 | 0 | 0 | 0 | 0 | 0 | 2501.7 | 7094.794 | 7094.794 | 0 | 0 | 7094.794 | 4 | 0
6 | 1 | 31 | 40.35 | 40.35 | 0 | 0 | 0 | 0 | 0 | 0 | 2501.7 | 7094.794 | 7094.794 | 0 | 0 | 7094.794 | 5 | 0
6 | 2 | 29 | 40.35 | 40.35 | 0 | 0 | 0 | 0 | 0 | 0 | 2340.3 | 6639.646 | 6639.646 | 0 | 0 | 6639.646 | 5 | 0
6 | 3 | 31 | 40.35 | 40.35 | 0 | 0 | 0 | 0 | 0 | 0 | 2501.7 | 7094.794 | 7094.794 | 0 | 0 | 7094.794 | 5 | 0
6 | 4 | 30 | 40.35 | 40.35 | 0 | 0 | 0 | 0 | 0 | 0 | 2421 | 6867.22 | 6867.22 | 0 | 0 | 6867.22 | 5 | 0
6 | 5 | 31 | 40.35 | 40.35 | 0 | 0 | 0 | 0 | 0 | 0 | 2501.7 | 7094.794 | 7094.794 | 0 | 0 | 7094.794 | 5 | 0
6 | 6 | 30 | 40.35 | 40.35 | 0 | 0 | 0 | 0 | 0 | 0 | 2421 | 6867.22 | 6867.22 | 0 | 0 | 6867.22 | 5 | 0
6 | 7 | 31 | 40.35 | 40.35 | 0 | 0 | 0 | 0 | 0 | 0 | 2501.7 | 7094.794 | 7094.794 | 0 | 0 | 7094.794 | 5 | 0
6 | 8 | 31 | 40.35 | 40.35 | 0 | 0 | 0 | 0 | 0 | 0 | 2501.7 | 7094.794 | 7094.794 | 0 | 0 | 7094.794 | 5 | 0
6 | 9 | 30 | 40.35 | 40.35 | 0 | 0 | 0 | 0 | 0 | 0 | 2421 | 6867.22 | 6867.22 | 0 | 0 | 6867.22 | 5 | 0
6 | 10 | 31 | 40.35 | 40.35 | 0 | 0 | 0 | 0 | 0 | 0 | 2501.7 | 7094.794 | 7094.794 | 0 | 0 | 7094.794 | 5 | 0
6 | 11 | 30 | 40.35 | 40.35 | 0 | 0 | 0 | 0 | 0 | 0 | 2421 | 6867.22 | 6867.22 | 0 | 0 | 6867.22 | 5 | 0
6 | 12 | 31 | 40.35 | 40.35 | 0 | 0 | 0 | 0 | 0 | 0 | 2501.7 | 7094.794 | 7094.794 | 0 | 0 | 7094.794 | 5 | 0
7 | 1 | 31 | 40.35 | 40.35 | 0 | 0 | 0 | 0 | 0 | 0 | 2501.7 | 7094.794 | 7094.794 | 0 | 0 | 7094.794 | 6 | 0
7 | 2 | 28 | 40.35 | 40.35 | 0 | 0 | 0 | 0 | 0 | 0 | 2259.6 | 6412.072 | 6412.072 | 0 | 0 | 6412.072 | 6 | 0
7 | 3 | 31 | 40.35 | 40.35 | 0 | 0 | 0 | 0 | 0 | 0 | 2501.7 | 7094.794 | 7094.794 | 0 | 0 | 7094.794 | 6 | 0
7 | 4 | 30 | 40.35 | 40.35 | 0 | 0 | 0 | 0 | 0 | 0 | 2421 | 6867.22 | 6867.22 | 0 | 0 | 6867.22 | 6 | 0
7 | 5 | 31 | 40.35 | 40.35 | 0 | 0 | 0 | 0 | 0 | 0 | 2501.7 | 7094.794 | 7094.794 | 0 | 0 | 7094.794 | 6 | 0
7 | 6 | 30 | 40.35 | 40.35 | 0 | 0 | 0 | 0 | 0 | 0 | 2421 | 6867.22 | 6867.22 | 0 | 0 | 6867.22 | 6 | 0
7 | 7 | 31 | 40.35 | 40.35 | 0 | 0 | 0 | 0 | 0 | 0 | 2501.7 | 7094.794 | 7094.794 | 0 | 0 | 7094.794 | 6 | 0
7 | 8 | 31 | 40.35 | 40.35 | 0 | 0 | 0 | 0 | 0 | 0 | 2501.7 | 7094.794 | 7094.794 | 0 | 0 | 7094.794 | 6 | 0
7 | 9 | 30 | 40.35 | 40.35 | 0 | 0 | 0 | 0 | 0 | 0 | 2421 | 6867.22 | 6867.22 | 0 | 0 | 6867.22 | 6 | 0
7 | 10 | 31 | 40.35 | 40.35 | 0 | 0 | 0 | 0 | 0 | 0 | 2501.7 | 7094.794 | 7094.794 | 0 | 0 | 7094.794 | 6 | 0
7 | 11 | 30 | 40.35 | 40.35 | 0 | 0 | 0 | 0 | 0 | 0 | 2421 | 6867.22 | 6867.22 | 0 | 0 | 6867.22 | 6 | 0
7 | 12 | 31 | 40.35 | 40.35 | 0 | 0 | 0 | 0 | 0 | 0 | 2501.7 | 7094.794 | 7094.794 | 0 | 0 | 7094.794 | 6 | 0
8 | 1 | 31 | 40.35 | 40.35 | 0 | 0 | 0 | 0 | 0 | 0 | 2501.7 | 7094.794 | 7094.794 | 0 | 0 | 7094.794 | 7 | 0
8 | 2 | 28 | 40.35 | 40.35 | 0 | 0 | 0 | 0 | 0 | 0 | 2259.6 | 6412.072 | 6412.072 | 0 | 0 | 6412.072 | 7 | 0
8 | 3 | 31 | 40.35 | 40.35 | 0 | 0 | 0 | 0 | 0 | 0 | 2501.7 | 7094.794 | 7094.794 | 0 | 0 | 7094.794 | 7 | 0
8 | 4 | 30 | 40.35 | 40.35 | 0 | 0 | 0 | 0 | 0 | 0 | 2421 | 6867.22 | 6867.22 | 0 | 0 | 6867.22 | 7 | 0
8 | 5 | 31 | 40.35 | 40.35 | 0 | 0 | 0 | 0 | 0 | 0 | 2501.7 | 7094.794 | 7094.794 | 0 | 0 | 7094.794 | 7 | 0
8 | 6 | 30 | 40.35 | 40.35 | 0 | 0 | 0 | 0 | 0 | 0 | 2421 | 6867.22 | 6867.22 | 0 | 0 | 6867.22 | 7 | 0
8 | 7 | 31 | 40.35 | 40.35 | 0 | 0 | 0 | 0 | 0 | 0 | 2501.7 | 7094.794 | 7094.794 | 0 | 0 | 7094.794 | 7 | 0
8 | 8 | 31 | 40.35 | 40.35 | 0 | 0 | 0 | 0 | 0 | 0 | 2501.7 | 7094.794 | 7094.794 | 0 | 0 | 7094.794 | 7 | 0
8 | 9 | 30 | 40.35 | 40.35 | 0 | 0 | 0 | 0 | 0 | 0 | 2421 | 6867.22 | 6867.22 | 0 | 0 | 6867.22 | 7 | 0
8 | 10 | 31 | 40.35 | 40.35 | 0 | 0 | 0 | 0 | 0 | 0 | 2501.7 | 7094.794 | 7094.794 | 0 | 0 | 7094.794 | 7 | 0
8 | 11 | 30 | 40.35 | 40.35 | 0 | 0 | 0 | 0 | 0 | 0 | 2421 | 6867.22 | 6867.22 | 0 | 0 | 6867.22 | 7 | 0
8 | 12 | 31 | 40.35 | 40.35 | 0 | 0 | 0 | 0 | 0 | 0 | 2501.7 | 7094.794 | 7094.794 | 0 | 0 | 7094.794 | 7 | 0
9 | 1 | 31 | 40.35 | 40.35 | 0 | 0 | 0 | 0 | 0 | 0 | 2501.7 | 7094.794 | 7094.794 | 0 | 0 | 7094.794 | 8 | 0
9 | 2 | 28 | 40.35 | 40.35 | 0 | 0 | 0 | 0 | 0 | 0 | 2259.6 | 6412.072 | 6412.072 | 0 | 0 | 6412.072 | 8 | 0
9 | 3 | 31 | 40.35 | 40.35 | 0 | 0 | 0 | 0 | 0 | 0 | 2501.7 | 7094.794 | 7094.794 | 0 | 0 | 7094.794 | 8 | 0
9 | 4 | 30 | 40.35 | 40.35 | 0 | 0 | 0 | 0 | 0 | 0 | 2421 | 6867.22 | 6867.22 | 0 | 0 | 6867.22 | 8 | 0
9 | 5 | 31 | 40.35 | 40.35 | 0 | 0 | 0 | 0 | 0 | 0 | 2501.7 | 7094.794 | 7094.794 | 0 | 0 | 7094.794 | 8 | 0
9 | 6 | 30 | 40.35 | 40.35 | 0 | 0 | 0 | 0 | 0 | 0 | 2421 | 6867.22 | 6867.22 | 0 | 0 | 6867.22 | 8 | 0
9 | 7 | 31 | 40.35 | 40.35 | 0 | 0 | 0 | 0 | 0 | 0 | 2501.7 | 7094.794 | 7094.794 | 0 | 0 | 7094.794 | 8 | 0
9 | 8 | 31 | 40.35 | 40.35 | 0 | 0 | 0 | 0 | 0 | 0 | 2501.7 | 7094.794 | 7094.794 | 0 | 0 | 7094.794 | 8 | 0
9 | 9 | 30 | 40.35 | 40.35 | 0 | 0 | 0 | 0 | 0 | 0 | 2421 | 6867.22 | 6867.22 | 0 | 0 | 6867.22 | 8 | 0
9 | 10 | 31 | 40.35 | 40.35 | 0 | 0 | 0 | 0 | 0 | 0 | 2501.7 | 7094.794 | 7094.794 | 0 | 0 | 7094.794 | 8 | 0
9 | 11 | 30 | 40.35 | 40.35 | 0 | 0 | 0 | 0 | 0 | 0 | 2421 | 6867.22 | 6867.22 | 0 | 0 | 6867.22 | 8 | 0
9 | 12 | 31 | 40.35 | 40.35 | 0 | 0 | 0 | 0 | 0 | 0 | 2501.7 | 7094.794 | 7094.794 | 0 | 0 | 7094.794 | 8 | 0
10 | 1 | 31 | 40.35 | 40.35 | 0 | 0 | 0 | 0 | 0 | 0 | 2501.7 | 7094.794 | 7094.794 | 0 | 0 | 7094.794 | 9 | 0
10 | 2 | 29 | 40.35 | 40.35 | 0 | 0 | 0 | 0 | 0 | 0 | 2340.3 | 6639.646 | 6639.646 | 0 | 0 | 6639.646 | 9 | 0
10 | 3 | 31 | 40.35 | 40.35 | 0 | 0 | 0 | 0 | 0 | 0 | 2501.7 | 7094.794 | 7094.794 | 0 | 0 | 7094.794 | 9 | 0
10 | 4 | 30 | 40.35 | 40.35 | 0 | 0 | 0 | 0 | 0 | 0 | 2421 | 6867.22 | 6867.22 | 0 | 0 | 6867.22 | 9 | 0
10 | 5 | 31 | 40.35 | 40.35 | 0 | 0 | 0 | 0 | 0 | 0 | 2501.7 | 7094.794 | 7094.794 | 0 | 0 | 7094.794 | 9 | 0
10 | 6 | 30 | 40.35 | 40.35 | 0 | 0 | 0 | 0 | 0 | 0 | 2421 | 6867.22 | 6867.22 | 0 | 0 | 6867.22 | 9 | 0
10 | 7 | 31 | 40.35 | 40.35 | 0 | 0 | 0 | 0 | 0 | 0 | 2501.7 | 7094.794 | 7094.794 | 0 | 0 | 7094.794 | 9 | 0
10 | 8 | 31 | 40.35 | 40.35 | 0 | 0 | 0 | 0 | 0 | 0 | 2501.7 | 7094.794 | 7094.794 | 0 | 0 | 7094.794 | 9 | 0
10 | 9 | 30 | 40.35 | 40.35 | 0 | 0 | 0 | 0 | 0 | 0 | 2421 | 6867.22 | 6867.22 | 0 | 0 | 6867.22 | 9 | 0
10 | 10 | 31 | 40.35 | 40.35 | 0 | 0 | 0 | 0 | 0 | 0 | 2501.7 | 7094.794 | 7094.794 | 0 | 0 | 7094.794 | 9 | 0
10 | 11 | 30 | 40.35 | 40.35 | 0 | 0 | 0 | 0 | 0 | 0 | 2421 | 6867.22 | 6867.22 | 0 | 0 | 6867.22 | 9 | 0
10 | 12 | 31 | 40.35 | 40.35 | 0 | 0 | 0 | 0 | 0 | 0 | 2501.7 | 7094.794 | 7094.794 | 0 | 0 | 7094.794 | 9 | 0
11 | 1 | 31 | 40.35 | 40.35 | 0 | 0 | 0 | 0 | 0 | 0 | 2501.7 | 7094.794 | 7094.794 | 0 | 0 | 7094.794 | 0 | 0
11 | 2 | 28 | 40.35 | 40.35 | 0 | 0 | 0 | 0 | 0 | 0 | 2259.6 | 6412.072 | 6412.072 | 0 | 0 | 6412.072 | 0 | 0
11 | 3 | 31 | 40.35 | 40.35 | 0 | 0 | 0 | 0 | 0 | 0 | 2501.7 | 7094.794 | 7094.794 | 0 | 0 | 7094.794 | 0 | 0
11 | 4 | 30 | 40.35 | 40.35 | 0 | 0 | 0 | 0 | 0 | 0 | 2421 | 6867.22 | 6867.22 | 0 | 0 | 6867.22 | 0 | 0
11 | 5 | 31 | 40.35 | 40.35 | 0 | 0 | 0 | 0 | 0 | 0 | 2501.7 | 7094.794 | 7094.794 | 0 | 0 | 7094.794 | 0 | 0
11 | 6 | 30 | 40.35 | 40.35 | 0 | 0 | 0 | 0 | 0 | 0 | 2421 | 6867.22 | 6867.22 | 0 | 0 | 6867.22 | 0 | 0
11 | 7 | 31 | 40.35 | 40.35 | 0 | 0 | 0 | 0 | 0 | 0 | 2501.7 | 7094.794 | 7094.794 | 0 | 0 | 7094.794 | 0 | 0
11 | 8 | 31 | 40.35 | 40.35 | 0 | 0 | 0 | 0 | 0 | 0 | 2501.7 | 7094.794 | 7094.794 | 0 | 0 | 7094.794 | 0 | 0
11 | 9 | 30 | 40.35 | 40.35 | 0 | 0 | 0 | 0 | 0 | 0 | 2421 | 6867.22 | 6867.22 | 0 | 0 | 6867.22 | 0 | 0
11 | 10 | 31 | 40.35 | 40.35 | 0 | 0 | 0 | 0 | 0 | 0 | 2501.7 | 7094.794 | 7094.794 | 0 | 0 | 7094.794 | 0 | 0
11 | 11 | 30 | 40.35 | 40.35 | 0 | 0 | 0 | 0 | 0 | 0 | 2421 | 6867.22 | 6867.22 | 0 | 0 | 6867.22 | 0 | 0
11 | 12 | 31 | 40.35 | 40.35 | 0 | 0 | 0 | 0 | 0 | 0 | 2501.7 | 7094.794 | 7094.794 | 0 | 0 | 7094.794 | 0 | 0
12 | 1 | 31 | 40.35 | 40.35 | 0 | 0 | 0 | 0 | 0 | 0 | 2501.7 | 7094.794 | 7094.794 | 0 | 0 | 7094.794 | 1 | 0
12 | 2 | 28 | 40.35 | 40.35 | 0 | 0 | 0 | 0 | 0 | 0 | 2259.6 | 6412.072 | 6412.072 | 0 | 0 | 6412.072 | 1 | 0
12 | 3 | 31 | 40.35 | 40.35 | 0 | 0 | 0 | 0 | 0 | 0 | 2501.7 | 7094.794 | 7094.794 | 0 | 0 | 7094.794 | 1 | 0
12 | 4 | 30 | 40.35 | 40.35 | 0 | 0 | 0 | 0 | 0 | 0 | 2421 | 6867.22 | 6867.22 | 0 | 0 | 6867.22 | 1 | 0
12 | 5 | 31 | 40.35 | 40.35 | 0 | 0 | 0 | 0 | 0 | 0 | 2501.7 | 7094.794 | 7094.794 | 0 | 0 | 7094.794 | 1 | 0
12 | 6 | 30 | 40.35 | 40.35 | 0 | 0 | 0 | 0 | 0 | 0 | 2421 | 6867.22 | 6867.22 | 0 | 0 | 6867.22 | 1 | 0
12 | 7 | 31 | 40.35 | 40.35 | 0 | 0 | 0 | 0 | 0 | 0 | 2501.7 | 7094.794 | 7094.794 | 0 | 0 | 7094.794 | 1 | 0
12 | 8 | 31 | 40.35 | 40.35 | 0 | 0 | 0 | 0 | 0 | 0 | 2501.7 | 7094.794 | 7094.794 | 0 | 0 | 7094.794 | 1 | 0
12 | 9 | 30 | 40.35 | 40.35 | 0 | 0 | 0 | 0 | 0 | 0 | 2421 | 6867.22 | 6867.22 | 0 | 0 | 6867.22 | 1 | 0
12 | 10 | 31 | 40.35 | 40.35 | 0 | 0 | 0 | 0 | 0 | 0 | 2501.7 | 7094.794 | 7094.794 | 0 | 0 | 7094.794 | 1 | 0
12 | 11 | 30 | 40.35 | 40.35 | 0 | 0 | 0 | 0 | 0 | 0 | 2421 | 6867.22 | 6867.22 | 0 | 0 | 6867.22 | 1 | 0
12 | 12 | 31 | 40.35 | 40.35 | 0 | 0 | 0 | 0 | 0 | 0 | 2501.7 | 7094.794 | 7094.794 | 0 | 0 | 7094.794 | 1 | 0
13 | 1 | 31 | 40.35 | 40.35 | 0 | 0 | 0 | 0 | 0 | 0 | 2501.7 | 7094.794 | 7094.794 | 0 | 0 | 7094.794 | 2 | 0
13 | 2 | 28 | 40.35 | 40.35 | 0 | 0 | 0 | 0 | 0 | 0 | 2259.6 | 6412.072 | 6412.072 | 0 | 0 | 6412.072 | 2 | 0
13 | 3 | 31 | 40.35 | 40.35 | 0 | 0 | 0 | 0 | 0 | 0 | 2501.7 | 7094.794 | 7094.794 | 0 | 0 | 7094.794 | 2 | 0
13 | 4 | 30 | 40.35 | 40.35 | 0 | 0 | 0 | 0 | 0 | 0 | 2421 | 6867.22 | 6867.22 | 0 | 0 | 6867.22 | 2 | 0
13 | 5 | 31 | 40.35 | 40.35 | 0 | 0 | 0 | 0 | 0 | 0 | 2501.7 | 7094.794 | 7094.794 | 0 | 0 | 7094.794 | 2 | 0
13 | 6 | 30 | 40.35 | 40.35 | 0 | 0 | 0 | 0 | 0 | 0 | 2421 | 6867.22 | 6867.22 | 0 | 0 | 6867.22 | 2 | 0
13 | 7 | 31 | 40.35 | 40.35 | 0 | 0 | 0 | 0 | 0 | 0 | 2501.7 | 7094.794 | 7094.794 | 0 | 0 | 7094.794 | 2 | 0
13 | 8 | 31 | 40.35 | 40.35 | 0 | 0 | 0 | 0 | 0 | 0 | 2501.7 | 7094.794 | 7094.794 | 0 | 0 | 7094.794 | 2 | 0
13 | 9 | 30 | 40.35 | 40.35 | 0 | 0 | 0 | 0 | 0 | 0 | 2421 | 6867.22 | 6867.22 | 0 | 0 | 6867.22 | 2 | 0
13 | 10 | 31 | 40.35 | 40.35 | 0 | 0 | 0 | 0 | 0 | 0 | 2501.7 | 7094.794 | 7094.794 | 0 | 0 | 7094.794 | 2 | 0
13 | 11 | 30 | 40.35 | 40.35 | 0 | 0 | 0 | 0 | 0 | 0 | 2421 | 6867.22 | 6867.22 | 0 | 0 | 6867.22 | 2 | 0
13 | 12 | 31 | 40.35 | 40.35 | 0 | 0 | 0 | 0 | 0 | 0 | 2501.7 | 7094.794 | 7094.794 | 0 | 0 | 7094.794 | 2 | 0
14 | 1 | 31 | 40.35 | 40.35 | 0 | 0 | 0 | 0 | 0 | 0 | 2501.7 | 7094.794 | 7094.794 | 0 | 0 | 7094.794 | 3 | 0
14 | 2 | 29 | 40.35 | 40.35 | 0 | 0 | 0 | 0 | 0 | 0 | 2340.3 | 6639.646 | 6639.646 | 0 | 0 | 6639.646 | 3 | 0
14 | 3 | 31 | 40.35 | 40.35 | 0 | 0 | 0 | 0 | 0 | 0 | 2501.7 | 7094.794 | 7094.794 | 0 | 0 | 7094.794 | 3 | 0
14 | 4 | 30 | 40.35 | 40.35 | 0 | 0 | 0 | 0 | 0 | 0 | 2421 | 6867.22 | 6867.22 | 0 | 0 | 6867.22 | 3 | 0
14 | 5 | 31 | 40.35 | 40.35 | 0 | 0 | 0 | 0 | 0 | 0 | 2501.7 | 7094.794 | 7094.794 | 0 | 0 | 7094.794 | 3 | 0
14 | 6 | 30 | 40.35 | 40.35 | 0 | 0 | 0 | 0 | 0 | 0 | 2421 | 6867.22 | 6867.22 | 0 | 0 | 6867.22 | 3 | 0
14 | 7 | 31 | 40.35 | 40.35 | 0 | 0 | 0 | 0 | 0 | 0 | 2501.7 | 7094.794 | 7094.794 | 0 | 0 | 7094.794 | 3 | 0
14 | 8 | 31 | 40.35 | 40.35 | 0 | 0 | 0 | 0 | 0 | 0 | 2501.7 | 7094.794 | 7094.794 | 0 | 0 | 7094.794 | 3 | 0
14 | 9 | 30 | 40.35 | 40.35 | 0 | 0 | 0 | 0 | 0 | 0 | 2421 | 6867.22 | 6867.22 | 0 | 0 | 6867.22 | 3 | 0
14 | 10 | 31 | 40.35 | 40.35 | 0 | 0 | 0 | 0 | 0 | 0 | 2501.7 | 7094.794 | 7094.794 | 0 | 0 | 7094.794 | 3 | 0
14 | 11 | 30 | 40.35 | 40.35 | 0 | 0 | 0 | 0 | 0 | 0 | 2421 | 6867.22 | 6867.22 | 0 | 0 | 6867.22 | 3 | 0
14 | 12 | 31 | 40.35 | 40.35 | 0 | 0 | 0 | 0 | 0 | 0 | 2501.7 | 7094.794 | 7094.794 | 0 | 0 | 7094.794 | 3 | 0
15 | 1 | 31 | 40.35 | 40.35 | 0 | 0 | 0 | 0 | 0 | 0 | 2501.7 | 7094.794 | 7094.794 | 0 | 0 | 7094.794 | 4 | 0
15 | 2 | 28 | 40.35 | 40.35 | 0 | 0 | 0 | 0 | 0 | 0 | 2259.6 | 6412.072 | 6412.072 | 0 | 0 | 6412.072 | 4 | 0
15 | 3 | 31 | 40.35 | 40.35 | 0 | 0 | 0 | 0 | 0 | 0 | 2501.7 | 7094.794 | 7094.794 | 0 | 0 | 7094.794 | 4 | 0
15 | 4 | 30 | 40.35 | 40.35 | 0 | 0 | 0 | 0 | 0 | 0 | 2421 | 6867.22 | 6867.22 | 0 | 0 | 6867.22 | 4 | 0
15 | 5 | 31 | 40.35 | 40.35 | 0 | 0 | 0 | 0 | 0 | 0 | 2501.7 | 7094.794 | 7094.794 | 0 | 0 | 7094.794 | 4 | 0
15 | 6 | 30 | 40.35 | 40.35 | 0 | 0 | 0 | 0 | 0 | 0 | 2421 | 6867.22 | 6867.22 | 0 | 0 | 6867.22 | 4 | 0
15 | 7 | 31 | 40.35 | 40.35 | 0 | 0 | 0 | 0 | 0 | 0 | 2501.7 | 7094.794 | 7094.794 | 0 | 0 | 7094.794 | 4 | 0
15 | 8 | 31 | 40.35 | 40.35 | 0 | 0 | 0 | 0 | 0 | 0 | 2501.7 | 7094.794 | 7094.794 | 0 | 0 | 7094.794 | 4 | 0
15 | 9 | 30 | 40.35 | 40.35 | 0 | 0 | 0 | 0 | 0 | 0 | 2421 | 6867.22 | 6867.22 | 0 | 0 | 6867.22 | 4 | 0
15 | 10 | 31 | 40.35 | 40.35 | 0 | 0 | 0 | 0 | 0 | 0 | 2501.7 | 7094.794 | 7094.794 | 0 | 0 | 7094.794 | 4 | 0
15 | 11 | 30 | 40.35 | 40.35 | 0 | 0 | 0 | 0 | 0 | 0 | 2421 | 6867.22 | 6867.22 | 0 | 0 | 6867.22 | 4 | 0
15 | 12 | 31 | 40.35 | 40.35 | 0 | 0 | 0 | 0 | 0 | 0 | 2501.7 | 7094.794 | 7094.794 | 0 | 0 | 7094.794 | 4 | 0
16 | 1 | 31 | 40.35 | 40.35 | 0 | 0 | 0 | 0 | 0 | 0 | 2501.7 | 7094.794 | 7094.794 | 0 | 0 | 7094.794 | 5 | 0
16 | 2 | 28 | 40.35 | 40.35 | 0 | 0 | 0 | 0 | 0 | 0 | 2259.6 | 6412.072 | 6412.072 | 0 | 0 | 6412.072 | 5 | 0
16 | 3 | 31 | 40.35 | 40.35 | 0 | 0 | 0 | 0 | 0 | 0 | 2501.7 | 7094.794 | 7094.794 | 0 | 0 | 7094.794 | 5 | 0
16 | 4 | 30 | 40.35 | 40.35 | 0 | 0 | 0 | 0 | 0 | 0 | 2421 | 6867.22 | 6867.22 | 0 | 0 | 6867.22 | 5 | 0
16 | 5 | 31 | 40.35 | 40.35 | 0 | 0 | 0 | 0 | 0 | 0 | 2501.7 | 7094.794 | 7094.794 | 0 | 0 | 7094.794 | 5 | 0
16 | 6 | 30 | 40.35 | 40.35 | 0 | 0 | 0 | 0 | 0 | 0 | 2421 | 6867.22 | 6867.22 | 0 | 0 | 6867.22 | 5 | 0
16 | 7 | 31 | 40.35 | 40.35 | 0 | 0 | 0 | 0 | 0 | 0 | 2501.7 | 7094.794 | 7094.794 | 0 | 0 | 7094.794 | 5 | 0
16 | 8 | 31 | 40.35 | 40.35 | 0 | 0 | 0 | 0 | 0 | 0 | 2501.7 | 7094.794 | 7094.794 | 0 | 0 | 7094.794 | 5 | 0
16 | 9 | 30 | 40.35 | 40.35 | 0 | 0 | 0 | 0 | 0 | 0 | 2421 | 6867.22 | 6867.22 | 0 | 0 | 6867.22 | 5 | 0
16 | 10 | 31 | 40.35 | 40.35 | 0 | 0 | 0 | 0 | 0 | 0 | 2501.7 | 7094.794 | 7094.794 | 0 | 0 | 7094.794 | 5 | 0
16 | 11 | 30 | 40.35 | 40.35 | 0 | 0 | 0 | 0 | 0 | 0 | 2421 | 6867.22 | 6867.22 | 0 | 0 | 6867.22 | 5 | 0
16 | 12 | 31 | 40.35 | 40.35 | 0 | 0 | 0 | 0 | 0 | 0 | 2501.7 | 7094.794 | 7094.794 | 0 | 0 | 7094.794 | 5 | 0
17 | 1 | 31 | 40.35 | 40.35 | 0 | 0 | 0 | 0 | 0 | 0 | 2501.7 | 7094.794 | 7094.794 | 0 | 0 | 7094.794 | 6 | 0
17 | 2 | 28 | 40.35 | 40.35 | 0 | 0 | 0 | 0 | 0 | 0 | 2259.6 | 6412.072 | 6412.072 | 0 | 0 | 6412.072 | 6 | 0
17 | 3 | 31 | 40.35 | 40.35 | 0 | 0 | 0 | 0 | 0 | 0 | 2501.7 | 7094.794 | 7094.794 | 0 | 0 | 7094.794 | 6 | 0
17 | 4 | 30 | 40.35 | 40.35 | 0 | 0 | 0 | 0 | 0 | 0 | 2421 | 6867.22 | 6867.22 | 0 | 0 | 6867.22 | 6 | 0
17 | 5 | 31 | 40.35 | 40.35 | 0 | 0 | 0 | 0 | 0 | 0 | 2501.7 | 7094.794 | 7094.794 | 0 | 0 | 7094.794 | 6 | 0
17 | 6 | 30 | 40.35 | 40.35 | 0 | 0 | 0 | 0 | 0 | 0 | 2421 | 6867.22 | 6867.22 | 0 | 0 | 6867.22 | 6 | 0
17 | 7 | 31 | 40.35 | 40.35 | 0 | 0 | 0 | 0 | 0 | 0 | 2501.7 | 7094.794 | 7094.794 | 0 | 0 | 7094.794 | 6 | 0
17 | 8 | 31 | 40.35 | 40.35 | 0 | 0 | 0 | 0 | 0 | 0 | 2501.7 | 7094.794 | 7094.794 | 0 | 0 | 7094.794 | 6 | 0
17 | 9 | 30 | 40.35 | 40.35 | 0 | 0 | 0 | 0 | 0 | 0 | 2421 | 6867.22 | 6867.22 | 0 | 0 | 6867.22 | 6 | 0
17 | 10 | 31 | 40.35 | 40.35 | 0 | 0 | 0 | 0 | 0 | 0 | 2501.7 | 7094.794 | 7094.794 | 0 | 0 | 7094.794 | 6 | 0
17 | 11 | 30 | 40.35 | 40.35 | 0 | 0 | 0 | 0 | 0 | 0 | 2421 | 6867.22 | 6867.22 | 0 | 0 | 6867.22 | 6 | 0
17 | 12 | 31 | 40.35 | 40.35 | 0 | 0 | 0 | 0 | 0 | 0 | 2501.7 | 7094.794 | 7094.794 | 0 | 0 | 7094.794 | 6 | 0
18 | 1 | 31 | 40.35 | 40.35 | 0 | 0 | 0 | 0 | 0 | 0 | 2501.7 | 7094.794 | 7094.794 | 0 | 0 | 7094.794 | 7 | 0
18 | 2 | 29 | 40.35 | 40.35 | 0 | 0 | 0 | 0 | 0 | 0 | 2340.3 | 6639.646 | 6639.646 | 0 | 0 | 6639.646 | 7 | 0
18 | 3 | 31 | 40.35 | 40.35 | 0 | 0 | 0 | 0 | 0 | 0 | 2501.7 | 7094.794 | 7094.794 | 0 | 0 | 7094.794 | 7 | 0
18 | 4 | 30 | 40.35 | 40.35 | 0 | 0 | 0 | 0 | 0 | 0 | 2421 | 6867.22 | 6867.22 | 0 | 0 | 6867.22 | 7 | 0
18 | 5 | 31 | 40.35 | 40.35 | 0 | 0 | 0 | 0 | 0 | 0 | 2501.7 | 7094.794 | 7094.794 | 0 | 0 | 7094.794 | 7 | 0
18 | 6 | 30 | 40.35 | 40.35 | 0 | 0 | 0 | 0 | 0 | 0 | 2421 | 6867.22 | 6867.22 | 0 | 0 | 6867.22 | 7 | 0
18 | 7 | 31 | 40.35 | 40.35 | 0 | 0 | 0 | 0 | 0 | 0 | 2501.7 | 7094.794 | 7094.794 | 0 | 0 | 7094.794 | 7 | 0
18 | 8 | 31 | 40.35 | 40.35 | 0 | 0 | 0 | 0 | 0 | 0 | 2501.7 | 7094.794 | 7094.794 | 0 | 0 | 7094.794 | 7 | 0
18 | 9 | 30 | 40.35 | 40.35 | 0 | 0 | 0 | 0 | 0 | 0 | 2421 | 6867.22 | 6867.22 | 0 | 0 | 6867.22 | 7 | 0
18 | 10 | 31 | 40.35 | 40.35 | 0 | 0 | 0 | 0 | 0 | 0 | 2501.7 | 7094.794 | 7094.794 | 0 | 0 | 7094.794 | 7 | 0
18 | 11 | 30 | 40.35 | 40.35 | 0 | 0 | 0 | 0 | 0 | 0 | 2421 | 6867.22 | 6867.22 | 0 | 0 | 6867.22 | 7 | 0
18 | 12 | 31 | 40.35 | 40.35 | 0 | 0 | 0 | 0 | 0 | 0 | 2501.7 | 7094.794 | 7094.794 | 0 | 0 | 7094.794 | 7 | 0
19 | 1 | 31 | 40.35 | 40.35 | 0 | 0 | 0 | 0 | 0 | 0 | 2501.7 | 7094.794 | 7094.794 | 0 | 0 | 7094.794 | 8 | 0
19 | 2 | 28 | 40.35 | 40.35 | 0 | 0 | 0 | 0 | 0 | 0 | 2259.6 | 6412.072 | 6412.072 | 0 | 0 | 6412.072 | 8 | 0
19 | 3 | 31 | 40.35 | 40.35 | 0 | 0 | 0 | 0 | 0 | 0 | 2501.7 | 7094.794 | 7094.794 | 0 | 0 | 7094.794 | 8 | 0
19 | 4 | 30 | 40.35 | 40.35 | 0 | 0 | 0 | 0 | 0 | 0 | 2421 | 6867.22 | 6867.22 | 0 | 0 | 6867.22 | 8 | 0
19 | 5 | 31 | 40.35 | 40.35 | 0 | 0 | 0 | 0 | 0 | 0 | 2501.7 | 7094.794 | 7094.794 | 0 | 0 | 7094.794 | 8 | 0
19 | 6 | 30 | 40.35 | 40.35 | 0 | 0 | 0 | 0 | 0 | 0 | 2421 | 6867.22 | 6867.22 | 0 | 0 | 6867.22 | 8 | 0
19 | 7 | 31 | 40.35 | 40.35 | 0 | 0 | 0 | 0 | 0 | 0 | 2501.7 | 7094.794 | 7094.794 | 0 | 0 | 7094.794 | 8 | 0
19 | 8 | 31 | 40.35 | 40.35 | 0 | 0 | 0 | 0 | 0 | 0 | 2501.7 | 7094.794 | 7094.794 | 0 | 0 | 7094.794 | 8 | 0
19 | 9 | 30 | 40.35 | 40.35 | 0 | 0 | 0 | 0 | 0 | 0 | 2421 | 6867.22 | 6867.22 | 0 | 0 | 6867.22 | 8 | 0
19 | 10 | 31 | 40.35 | 40.35 | 0 | 0 | 0 | 0 | 0 | 0 | 2501.7 | 7094.794 | 7094.794 | 0 | 0 | 7094.794 | 8 | 0
19 | 11 | 30 | 40.35 | 40.35 | 0 | 0 | 0 | 0 | 0 | 0 | 2421 | 6867.22 | 6867.22 | 0 | 0 | 6867.22 | 8 | 0
19 | 12 | 31 | 40.35 | 40.35 | 0 | 0 | 0 | 0 | 0 | 0 | 2501.7 | 7094.794 | 7094.794 | 0 | 0 | 7094.794 | 8 | 0
20 | 1 | 31 | 40.35 | 40.35 | 0 | 0 | 0 | 0 | 0 | 0 | 2501.7 | 7094.794 | 7094.794 | 0 | 0 | 7094.794 | 9 | 0
20 | 2 | 28 | 40.35 | 40.35 | 0 | 0 | 0 | 0 | 0 | 0 | 2259.6 | 6412.072 | 6412.072 | 0 | 0 | 6412.072 | 9 | 0
20 | 3 | 31 | 40.35 | 40.35 | 0 | 0 | 0 | 0 | 0 | 0 | 2501.7 | 7094.794 | 7094.794 | 0 | 0 | 7094.794 | 9 | 0
20 | 4 | 30 | 40.35 | 40.35 | 0 | 0 | 0 | 0 | 0 | 0 | 2421 | 6867.22 | 6867.22 | 0 | 0 | 6867.22 | 9 | 0
20 | 5 | 31 | 40.35 | 40.35 | 0 | 0 | 0 | 0 | 0 | 0 | 2501.7 | 7094.794 | 7094.794 | 0 | 0 | 7094.794 | 9 | 0
20 | 6 | 30 | 40.35 | 40.35 | 0 | 0 | 0 | 0 | 0 | 0 | 2421 | 6867.22 | 6867.22 | 0 | 0 | 6867.22 | 9 | 0
20 | 7 | 31 | 40.35 | 40.35 | 0 | 0 | 0 | 0 | 0 | 0 | 2501.7 | 7094.794 | 7094.794 | 0 | 0 | 7094.794 | 9 | 0
20 | 8 | 31 | 40.35 | 40.35 | 0 | 0 | 0 | 0 | 0 | 0 | 2501.7 | 7094.794 | 7094.794 | 0 | 0 | 7094.794 | 9 | 0
20 | 9 | 30 | 40.35 | 40.35 | 0 | 0 | 0 | 0 | 0 | 0 | 2421 | 6867.22 | 6867.22 | 0 | 0 | 6867.22 | 9 | 0
20 | 10 | 31 | 40.35 | 40.35 | 0 | 0 | 0 | 0 | 0 | 0 | 2501.7 | 7094.794 | 7094.794 | 0 | 0 | 7094.794 | 9 | 0
20 | 11 | 30 | 40.35 | 40.35 | 0 | 0 | 0 | 0 | 0 | 0 | 2421 | 6867.22 | 6867.22 | 0 | 0 | 6867.22 | 9 | 0
20 | 12 | 31 | 40.35 | 40.35 | 0 | 0 | 0 | 0 | 0 | 0 | 2501.7 | 7094.794 | 7094.794 | 0 | 0 | 7094.794 | 9 | 0
Solar and battery — monthly calculations
years | month | Days | Day load kWh/d | Night load kWh/d | PV kWh/mo | Direct use kWh/mo | Charge kWh/mo | Discharge kWh/mo | Unused PV kWh/mo | Losses kWh/mo | Grid imports kWh/mo | Baseline EGP | New bill EGP | Bill savings EGP | Operating capacity kWh | Matched PV-only bill (EGP) | Battery age | Balance check kWh
1 | 1 | 31 | 40.35 | 40.35 | 1698.18 | 1250.85 | 325.5795 | 309.504 | 121.7505 | 16.0755 | 941.346 | 7094.794 | 2572.5284 | 4522.2656 | 10.24 | 3567.397 | 0 | -2.8422e-13
1 | 2 | 28 | 40.35 | 40.35 | 1533.84 | 1129.8 | 294.0718 | 279.552 | 109.9682 | 14.5198 | 850.248 | 6412.072 | 2320.187 | 4091.885 | 10.24 | 3226.036 | 0 | 1.1369e-13
1 | 3 | 31 | 40.35 | 40.35 | 1698.18 | 1250.85 | 325.5795 | 309.504 | 121.7505 | 16.0755 | 941.346 | 7094.794 | 2572.5284 | 4522.2656 | 10.24 | 3567.397 | 0 | -2.8422e-13
1 | 4 | 30 | 40.35 | 40.35 | 1643.4 | 1210.5 | 315.0769 | 299.52 | 117.8231 | 15.5569 | 910.98 | 6867.22 | 2488.4146 | 4378.8054 | 10.24 | 3453.61 | 0 | 5.6843e-14
1 | 5 | 31 | 40.35 | 40.35 | 1698.18 | 1250.85 | 325.5795 | 309.504 | 121.7505 | 16.0755 | 941.346 | 7094.794 | 2572.5284 | 4522.2656 | 10.24 | 3567.397 | 0 | -2.8422e-13
1 | 6 | 30 | 40.35 | 40.35 | 1643.4 | 1210.5 | 315.0769 | 299.52 | 117.8231 | 15.5569 | 910.98 | 6867.22 | 2488.4146 | 4378.8054 | 10.24 | 3453.61 | 0 | 5.6843e-14
1 | 7 | 31 | 40.35 | 40.35 | 1698.18 | 1250.85 | 325.5795 | 309.504 | 121.7505 | 16.0755 | 941.346 | 7094.794 | 2572.5284 | 4522.2656 | 10.24 | 3567.397 | 0 | -2.8422e-13
1 | 8 | 31 | 40.35 | 40.35 | 1698.18 | 1250.85 | 325.5795 | 309.504 | 121.7505 | 16.0755 | 941.346 | 7094.794 | 2572.5284 | 4522.2656 | 10.24 | 3567.397 | 0 | -2.8422e-13
1 | 9 | 30 | 40.35 | 40.35 | 1643.4 | 1210.5 | 315.0769 | 299.52 | 117.8231 | 15.5569 | 910.98 | 6867.22 | 2488.4146 | 4378.8054 | 10.24 | 3453.61 | 0 | 5.6843e-14
1 | 10 | 31 | 40.35 | 40.35 | 1698.18 | 1250.85 | 325.5795 | 309.504 | 121.7505 | 16.0755 | 941.346 | 7094.794 | 2572.5284 | 4522.2656 | 10.24 | 3567.397 | 0 | -2.8422e-13
1 | 11 | 30 | 40.35 | 40.35 | 1643.4 | 1210.5 | 315.0769 | 299.52 | 117.8231 | 15.5569 | 910.98 | 6867.22 | 2488.4146 | 4378.8054 | 10.24 | 3453.61 | 0 | 5.6843e-14
1 | 12 | 31 | 40.35 | 40.35 | 1698.18 | 1250.85 | 325.5795 | 309.504 | 121.7505 | 16.0755 | 941.346 | 7094.794 | 2572.5284 | 4522.2656 | 10.24 | 3567.397 | 0 | -2.8422e-13
2 | 1 | 31 | 40.35 | 40.35 | 1689.6891 | 1250.85 | 319.0679 | 303.3139 | 119.7712 | 15.754 | 947.5361 | 7094.794 | 2589.6749 | 4505.1191 | 10.0352 | 3567.397 | 1 | 2.2737e-13
2 | 2 | 29 | 40.35 | 40.35 | 1580.6769 | 1170.15 | 298.4829 | 283.7453 | 112.044 | 14.7376 | 886.4047 | 6639.646 | 2420.3411 | 4219.3049 | 10.0352 | 3339.823 | 1 | -2.8422e-13
2 | 3 | 31 | 40.35 | 40.35 | 1689.6891 | 1250.85 | 319.0679 | 303.3139 | 119.7712 | 15.754 | 947.5361 | 7094.794 | 2589.6749 | 4505.1191 | 10.0352 | 3567.397 | 1 | 2.2737e-13
2 | 4 | 30 | 40.35 | 40.35 | 1635.183 | 1210.5 | 308.7754 | 293.5296 | 115.9076 | 15.2458 | 916.9704 | 6867.22 | 2505.008 | 4362.212 | 10.0352 | 3453.61 | 1 | 1.7053e-13
2 | 5 | 31 | 40.35 | 40.35 | 1689.6891 | 1250.85 | 319.0679 | 303.3139 | 119.7712 | 15.754 | 947.5361 | 7094.794 | 2589.6749 | 4505.1191 | 10.0352 | 3567.397 | 1 | 2.2737e-13
2 | 6 | 30 | 40.35 | 40.35 | 1635.183 | 1210.5 | 308.7754 | 293.5296 | 115.9076 | 15.2458 | 916.9704 | 6867.22 | 2505.008 | 4362.212 | 10.0352 | 3453.61 | 1 | 1.7053e-13
2 | 7 | 31 | 40.35 | 40.35 | 1689.6891 | 1250.85 | 319.0679 | 303.3139 | 119.7712 | 15.754 | 947.5361 | 7094.794 | 2589.6749 | 4505.1191 | 10.0352 | 3567.397 | 1 | 2.2737e-13
2 | 8 | 31 | 40.35 | 40.35 | 1689.6891 | 1250.85 | 319.0679 | 303.3139 | 119.7712 | 15.754 | 947.5361 | 7094.794 | 2589.6749 | 4505.1191 | 10.0352 | 3567.397 | 1 | 2.2737e-13
2 | 9 | 30 | 40.35 | 40.35 | 1635.183 | 1210.5 | 308.7754 | 293.5296 | 115.9076 | 15.2458 | 916.9704 | 6867.22 | 2505.008 | 4362.212 | 10.0352 | 3453.61 | 1 | 1.7053e-13
2 | 10 | 31 | 40.35 | 40.35 | 1689.6891 | 1250.85 | 319.0679 | 303.3139 | 119.7712 | 15.754 | 947.5361 | 7094.794 | 2589.6749 | 4505.1191 | 10.0352 | 3567.397 | 1 | 2.2737e-13
2 | 11 | 30 | 40.35 | 40.35 | 1635.183 | 1210.5 | 308.7754 | 293.5296 | 115.9076 | 15.2458 | 916.9704 | 6867.22 | 2505.008 | 4362.212 | 10.0352 | 3453.61 | 1 | 1.7053e-13
2 | 12 | 31 | 40.35 | 40.35 | 1689.6891 | 1250.85 | 319.0679 | 303.3139 | 119.7712 | 15.754 | 947.5361 | 7094.794 | 2589.6749 | 4505.1191 | 10.0352 | 3567.397 | 1 | 2.2737e-13
3 | 1 | 31 | 40.35 | 40.35 | 1681.2407 | 1250.85 | 312.6865 | 297.2476 | 117.7041 | 15.4389 | 953.6024 | 7094.794 | 2606.4785 | 4488.3155 | 9.8345 | 3567.397 | 2 | 1.1369e-13
3 | 2 | 28 | 40.35 | 40.35 | 1518.5399 | 1129.8 | 282.4266 | 268.4817 | 106.3134 | 13.9448 | 861.3183 | 6412.072 | 2350.8516 | 4061.2204 | 9.8345 | 3226.036 | 2 | 1.1369e-13
3 | 3 | 31 | 40.35 | 40.35 | 1681.2407 | 1250.85 | 312.6865 | 297.2476 | 117.7041 | 15.4389 | 953.6024 | 7094.794 | 2606.4785 | 4488.3155 | 9.8345 | 3567.397 | 2 | 1.1369e-13
3 | 4 | 30 | 40.35 | 40.35 | 1627.0071 | 1210.5 | 302.5999 | 287.659 | 113.9072 | 14.9409 | 922.841 | 6867.22 | 2521.2695 | 4345.9505 | 9.8345 | 3453.61 | 2 | -5.6843e-14
3 | 5 | 31 | 40.35 | 40.35 | 1681.2407 | 1250.85 | 312.6865 | 297.2476 | 117.7041 | 15.4389 | 953.6024 | 7094.794 | 2606.4785 | 4488.3155 | 9.8345 | 3567.397 | 2 | 1.1369e-13
3 | 6 | 30 | 40.35 | 40.35 | 1627.0071 | 1210.5 | 302.5999 | 287.659 | 113.9072 | 14.9409 | 922.841 | 6867.22 | 2521.2695 | 4345.9505 | 9.8345 | 3453.61 | 2 | -5.6843e-14
3 | 7 | 31 | 40.35 | 40.35 | 1681.2407 | 1250.85 | 312.6865 | 297.2476 | 117.7041 | 15.4389 | 953.6024 | 7094.794 | 2606.4785 | 4488.3155 | 9.8345 | 3567.397 | 2 | 1.1369e-13
3 | 8 | 31 | 40.35 | 40.35 | 1681.2407 | 1250.85 | 312.6865 | 297.2476 | 117.7041 | 15.4389 | 953.6024 | 7094.794 | 2606.4785 | 4488.3155 | 9.8345 | 3567.397 | 2 | 1.1369e-13
3 | 9 | 30 | 40.35 | 40.35 | 1627.0071 | 1210.5 | 302.5999 | 287.659 | 113.9072 | 14.9409 | 922.841 | 6867.22 | 2521.2695 | 4345.9505 | 9.8345 | 3453.61 | 2 | -5.6843e-14
3 | 10 | 31 | 40.35 | 40.35 | 1681.2407 | 1250.85 | 312.6865 | 297.2476 | 117.7041 | 15.4389 | 953.6024 | 7094.794 | 2606.4785 | 4488.3155 | 9.8345 | 3567.397 | 2 | 1.1369e-13
3 | 11 | 30 | 40.35 | 40.35 | 1627.0071 | 1210.5 | 302.5999 | 287.659 | 113.9072 | 14.9409 | 922.841 | 6867.22 | 2521.2695 | 4345.9505 | 9.8345 | 3453.61 | 2 | -5.6843e-14
3 | 12 | 31 | 40.35 | 40.35 | 1681.2407 | 1250.85 | 312.6865 | 297.2476 | 117.7041 | 15.4389 | 953.6024 | 7094.794 | 2606.4785 | 4488.3155 | 9.8345 | 3567.397 | 2 | 1.1369e-13
4 | 1 | 31 | 40.35 | 40.35 | 1672.8345 | 1250.85 | 306.4328 | 291.3027 | 115.5516 | 15.1301 | 959.5473 | 7094.794 | 2622.9461 | 4471.8479 | 9.6378 | 3567.397 | 3 | 1.7053e-13
4 | 2 | 28 | 40.35 | 40.35 | 1510.9472 | 1129.8 | 276.778 | 263.1121 | 104.3692 | 13.6659 | 866.6879 | 6412.072 | 2365.7255 | 4046.3465 | 9.6378 | 3226.036 | 3 | -1.7053e-13
4 | 3 | 31 | 40.35 | 40.35 | 1672.8345 | 1250.85 | 306.4328 | 291.3027 | 115.5516 | 15.1301 | 959.5473 | 7094.794 | 2622.9461 | 4471.8479 | 9.6378 | 3567.397 | 3 | 1.7053e-13
4 | 4 | 30 | 40.35 | 40.35 | 1618.872 | 1210.5 | 296.5479 | 281.9058 | 111.8242 | 14.6421 | 928.5942 | 6867.22 | 2537.2059 | 4330.0141 | 9.6378 | 3453.61 | 3 | 0
4 | 5 | 31 | 40.35 | 40.35 | 1672.8345 | 1250.85 | 306.4328 | 291.3027 | 115.5516 | 15.1301 | 959.5473 | 7094.794 | 2622.9461 | 4471.8479 | 9.6378 | 3567.397 | 3 | 1.7053e-13
4 | 6 | 30 | 40.35 | 40.35 | 1618.872 | 1210.5 | 296.5479 | 281.9058 | 111.8242 | 14.6421 | 928.5942 | 6867.22 | 2537.2059 | 4330.0141 | 9.6378 | 3453.61 | 3 | 0
4 | 7 | 31 | 40.35 | 40.35 | 1672.8345 | 1250.85 | 306.4328 | 291.3027 | 115.5516 | 15.1301 | 959.5473 | 7094.794 | 2622.9461 | 4471.8479 | 9.6378 | 3567.397 | 3 | 1.7053e-13
4 | 8 | 31 | 40.35 | 40.35 | 1672.8345 | 1250.85 | 306.4328 | 291.3027 | 115.5516 | 15.1301 | 959.5473 | 7094.794 | 2622.9461 | 4471.8479 | 9.6378 | 3567.397 | 3 | 1.7053e-13
4 | 9 | 30 | 40.35 | 40.35 | 1618.872 | 1210.5 | 296.5479 | 281.9058 | 111.8242 | 14.6421 | 928.5942 | 6867.22 | 2537.2059 | 4330.0141 | 9.6378 | 3453.61 | 3 | 0
4 | 10 | 31 | 40.35 | 40.35 | 1672.8345 | 1250.85 | 306.4328 | 291.3027 | 115.5516 | 15.1301 | 959.5473 | 7094.794 | 2622.9461 | 4471.8479 | 9.6378 | 3567.397 | 3 | 1.7053e-13
4 | 11 | 30 | 40.35 | 40.35 | 1618.872 | 1210.5 | 296.5479 | 281.9058 | 111.8242 | 14.6421 | 928.5942 | 6867.22 | 2537.2059 | 4330.0141 | 9.6378 | 3453.61 | 3 | 0
4 | 12 | 31 | 40.35 | 40.35 | 1672.8345 | 1250.85 | 306.4328 | 291.3027 | 115.5516 | 15.1301 | 959.5473 | 7094.794 | 2622.9461 | 4471.8479 | 9.6378 | 3567.397 | 3 | 1.7053e-13
5 | 1 | 31 | 40.35 | 40.35 | 1664.4703 | 1250.85 | 300.3042 | 285.4766 | 113.3161 | 14.8275 | 965.3734 | 7094.794 | 2639.0842 | 4455.7098 | 9.445 | 3567.397 | 4 | -1.1369e-13
5 | 2 | 28 | 40.35 | 40.35 | 1503.3925 | 1129.8 | 271.2425 | 257.8499 | 102.35 | 13.3926 | 871.9501 | 6412.072 | 2380.3019 | 4031.7701 | 9.445 | 3226.036 | 4 | 2.2737e-13
5 | 3 | 31 | 40.35 | 40.35 | 1664.4703 | 1250.85 | 300.3042 | 285.4766 | 113.3161 | 14.8275 | 965.3734 | 7094.794 | 2639.0842 | 4455.7098 | 9.445 | 3567.397 | 4 | -1.1369e-13
5 | 4 | 30 | 40.35 | 40.35 | 1610.7777 | 1210.5 | 290.6169 | 276.2677 | 109.6608 | 14.3492 | 934.2323 | 6867.22 | 2552.8234 | 4314.3966 | 9.445 | 3453.61 | 4 | 0
5 | 5 | 31 | 40.35 | 40.35 | 1664.4703 | 1250.85 | 300.3042 | 285.4766 | 113.3161 | 14.8275 | 965.3734 | 7094.794 | 2639.0842 | 4455.7098 | 9.445 | 3567.397 | 4 | -1.1369e-13
5 | 6 | 30 | 40.35 | 40.35 | 1610.7777 | 1210.5 | 290.6169 | 276.2677 | 109.6608 | 14.3492 | 934.2323 | 6867.22 | 2552.8234 | 4314.3966 | 9.445 | 3453.61 | 4 | 0
5 | 7 | 31 | 40.35 | 40.35 | 1664.4703 | 1250.85 | 300.3042 | 285.4766 | 113.3161 | 14.8275 | 965.3734 | 7094.794 | 2639.0842 | 4455.7098 | 9.445 | 3567.397 | 4 | -1.1369e-13
5 | 8 | 31 | 40.35 | 40.35 | 1664.4703 | 1250.85 | 300.3042 | 285.4766 | 113.3161 | 14.8275 | 965.3734 | 7094.794 | 2639.0842 | 4455.7098 | 9.445 | 3567.397 | 4 | -1.1369e-13
5 | 9 | 30 | 40.35 | 40.35 | 1610.7777 | 1210.5 | 290.6169 | 276.2677 | 109.6608 | 14.3492 | 934.2323 | 6867.22 | 2552.8234 | 4314.3966 | 9.445 | 3453.61 | 4 | 0
5 | 10 | 31 | 40.35 | 40.35 | 1664.4703 | 1250.85 | 300.3042 | 285.4766 | 113.3161 | 14.8275 | 965.3734 | 7094.794 | 2639.0842 | 4455.7098 | 9.445 | 3567.397 | 4 | -1.1369e-13
5 | 11 | 30 | 40.35 | 40.35 | 1610.7777 | 1210.5 | 290.6169 | 276.2677 | 109.6608 | 14.3492 | 934.2323 | 6867.22 | 2552.8234 | 4314.3966 | 9.445 | 3453.61 | 4 | 0
5 | 12 | 31 | 40.35 | 40.35 | 1664.4703 | 1250.85 | 300.3042 | 285.4766 | 113.3161 | 14.8275 | 965.3734 | 7094.794 | 2639.0842 | 4455.7098 | 9.445 | 3567.397 | 4 | -1.1369e-13
6 | 1 | 31 | 40.35 | 40.35 | 1656.1479 | 1250.85 | 294.2981 | 279.7671 | 110.9999 | 14.531 | 971.0829 | 7094.794 | 2654.8996 | 4439.8944 | 9.2561 | 3567.397 | 5 | -2.8422e-13
6 | 2 | 29 | 40.35 | 40.35 | 1549.2997 | 1170.15 | 275.3111 | 261.7176 | 103.8386 | 13.5935 | 908.4324 | 6639.646 | 2481.3577 | 4158.2883 | 9.2561 | 3339.823 | 5 | -2.8422e-13
6 | 3 | 31 | 40.35 | 40.35 | 1656.1479 | 1250.85 | 294.2981 | 279.7671 | 110.9999 | 14.531 | 971.0829 | 7094.794 | 2654.8996 | 4439.8944 | 9.2561 | 3567.397 | 5 | -2.8422e-13
6 | 4 | 30 | 40.35 | 40.35 | 1602.7238 | 1210.5 | 284.8046 | 270.7424 | 107.4192 | 14.0622 | 939.7576 | 6867.22 | 2568.1287 | 4299.0913 | 9.2561 | 3453.61 | 5 | -2.8422e-13
6 | 5 | 31 | 40.35 | 40.35 | 1656.1479 | 1250.85 | 294.2981 | 279.7671 | 110.9999 | 14.531 | 971.0829 | 7094.794 | 2654.8996 | 4439.8944 | 9.2561 | 3567.397 | 5 | -2.8422e-13
6 | 6 | 30 | 40.35 | 40.35 | 1602.7238 | 1210.5 | 284.8046 | 270.7424 | 107.4192 | 14.0622 | 939.7576 | 6867.22 | 2568.1287 | 4299.0913 | 9.2561 | 3453.61 | 5 | -2.8422e-13
6 | 7 | 31 | 40.35 | 40.35 | 1656.1479 | 1250.85 | 294.2981 | 279.7671 | 110.9999 | 14.531 | 971.0829 | 7094.794 | 2654.8996 | 4439.8944 | 9.2561 | 3567.397 | 5 | -2.8422e-13
6 | 8 | 31 | 40.35 | 40.35 | 1656.1479 | 1250.85 | 294.2981 | 279.7671 | 110.9999 | 14.531 | 971.0829 | 7094.794 | 2654.8996 | 4439.8944 | 9.2561 | 3567.397 | 5 | -2.8422e-13
6 | 9 | 30 | 40.35 | 40.35 | 1602.7238 | 1210.5 | 284.8046 | 270.7424 | 107.4192 | 14.0622 | 939.7576 | 6867.22 | 2568.1287 | 4299.0913 | 9.2561 | 3453.61 | 5 | -2.8422e-13
6 | 10 | 31 | 40.35 | 40.35 | 1656.1479 | 1250.85 | 294.2981 | 279.7671 | 110.9999 | 14.531 | 971.0829 | 7094.794 | 2654.8996 | 4439.8944 | 9.2561 | 3567.397 | 5 | -2.8422e-13
6 | 11 | 30 | 40.35 | 40.35 | 1602.7238 | 1210.5 | 284.8046 | 270.7424 | 107.4192 | 14.0622 | 939.7576 | 6867.22 | 2568.1287 | 4299.0913 | 9.2561 | 3453.61 | 5 | -2.8422e-13
6 | 12 | 31 | 40.35 | 40.35 | 1656.1479 | 1250.85 | 294.2981 | 279.7671 | 110.9999 | 14.531 | 971.0829 | 7094.794 | 2654.8996 | 4439.8944 | 9.2561 | 3567.397 | 5 | -2.8422e-13
7 | 1 | 31 | 40.35 | 40.35 | 1647.8672 | 1250.85 | 288.4121 | 274.1718 | 108.6051 | 14.2403 | 976.6782 | 7094.794 | 2670.3987 | 4424.3953 | 9.071 | 3567.397 | 6 | -1.1369e-13
7 | 2 | 28 | 40.35 | 40.35 | 1488.3962 | 1129.8 | 260.5013 | 247.639 | 98.0949 | 12.8622 | 882.161 | 6412.072 | 2408.5859 | 4003.4861 | 9.071 | 3226.036 | 6 | 1.1369e-13
7 | 3 | 31 | 40.35 | 40.35 | 1647.8672 | 1250.85 | 288.4121 | 274.1718 | 108.6051 | 14.2403 | 976.6782 | 7094.794 | 2670.3987 | 4424.3953 | 9.071 | 3567.397 | 6 | -1.1369e-13
7 | 4 | 30 | 40.35 | 40.35 | 1594.7102 | 1210.5 | 279.1085 | 265.3275 | 105.1017 | 13.781 | 945.1725 | 6867.22 | 2583.1278 | 4284.0922 | 9.071 | 3453.61 | 6 | 1.1369e-13
7 | 5 | 31 | 40.35 | 40.35 | 1647.8672 | 1250.85 | 288.4121 | 274.1718 | 108.6051 | 14.2403 | 976.6782 | 7094.794 | 2670.3987 | 4424.3953 | 9.071 | 3567.397 | 6 | -1.1369e-13
7 | 6 | 30 | 40.35 | 40.35 | 1594.7102 | 1210.5 | 279.1085 | 265.3275 | 105.1017 | 13.781 | 945.1725 | 6867.22 | 2583.1278 | 4284.0922 | 9.071 | 3453.61 | 6 | 1.1369e-13
7 | 7 | 31 | 40.35 | 40.35 | 1647.8672 | 1250.85 | 288.4121 | 274.1718 | 108.6051 | 14.2403 | 976.6782 | 7094.794 | 2670.3987 | 4424.3953 | 9.071 | 3567.397 | 6 | -1.1369e-13
7 | 8 | 31 | 40.35 | 40.35 | 1647.8672 | 1250.85 | 288.4121 | 274.1718 | 108.6051 | 14.2403 | 976.6782 | 7094.794 | 2670.3987 | 4424.3953 | 9.071 | 3567.397 | 6 | -1.1369e-13
7 | 9 | 30 | 40.35 | 40.35 | 1594.7102 | 1210.5 | 279.1085 | 265.3275 | 105.1017 | 13.781 | 945.1725 | 6867.22 | 2583.1278 | 4284.0922 | 9.071 | 3453.61 | 6 | 1.1369e-13
7 | 10 | 31 | 40.35 | 40.35 | 1647.8672 | 1250.85 | 288.4121 | 274.1718 | 108.6051 | 14.2403 | 976.6782 | 7094.794 | 2670.3987 | 4424.3953 | 9.071 | 3567.397 | 6 | -1.1369e-13
7 | 11 | 30 | 40.35 | 40.35 | 1594.7102 | 1210.5 | 279.1085 | 265.3275 | 105.1017 | 13.781 | 945.1725 | 6867.22 | 2583.1278 | 4284.0922 | 9.071 | 3453.61 | 6 | 1.1369e-13
7 | 12 | 31 | 40.35 | 40.35 | 1647.8672 | 1250.85 | 288.4121 | 274.1718 | 108.6051 | 14.2403 | 976.6782 | 7094.794 | 2670.3987 | 4424.3953 | 9.071 | 3567.397 | 6 | -1.1369e-13
8 | 1 | 31 | 40.35 | 40.35 | 1639.6279 | 1250.85 | 282.6439 | 268.6883 | 106.134 | 13.9555 | 982.1617 | 7094.794 | 2685.5878 | 4409.2062 | 8.8896 | 3567.397 | 7 | -2.2737e-13
8 | 2 | 28 | 40.35 | 40.35 | 1480.9542 | 1129.8 | 255.2912 | 242.6862 | 95.863 | 12.605 | 887.1138 | 6412.072 | 2422.3051 | 3989.7669 | 8.8896 | 3226.036 | 7 | -1.4211e-13
8 | 3 | 31 | 40.35 | 40.35 | 1639.6279 | 1250.85 | 282.6439 | 268.6883 | 106.134 | 13.9555 | 982.1617 | 7094.794 | 2685.5878 | 4409.2062 | 8.8896 | 3567.397 | 7 | -2.2737e-13
8 | 4 | 30 | 40.35 | 40.35 | 1586.7366 | 1210.5 | 273.5263 | 260.021 | 102.7103 | 13.5054 | 950.479 | 6867.22 | 2597.8269 | 4269.3931 | 8.8896 | 3453.61 | 7 | -5.6843e-14
8 | 5 | 31 | 40.35 | 40.35 | 1639.6279 | 1250.85 | 282.6439 | 268.6883 | 106.134 | 13.9555 | 982.1617 | 7094.794 | 2685.5878 | 4409.2062 | 8.8896 | 3567.397 | 7 | -2.2737e-13
8 | 6 | 30 | 40.35 | 40.35 | 1586.7366 | 1210.5 | 273.5263 | 260.021 | 102.7103 | 13.5054 | 950.479 | 6867.22 | 2597.8269 | 4269.3931 | 8.8896 | 3453.61 | 7 | -5.6843e-14
8 | 7 | 31 | 40.35 | 40.35 | 1639.6279 | 1250.85 | 282.6439 | 268.6883 | 106.134 | 13.9555 | 982.1617 | 7094.794 | 2685.5878 | 4409.2062 | 8.8896 | 3567.397 | 7 | -2.2737e-13
8 | 8 | 31 | 40.35 | 40.35 | 1639.6279 | 1250.85 | 282.6439 | 268.6883 | 106.134 | 13.9555 | 982.1617 | 7094.794 | 2685.5878 | 4409.2062 | 8.8896 | 3567.397 | 7 | -2.2737e-13
8 | 9 | 30 | 40.35 | 40.35 | 1586.7366 | 1210.5 | 273.5263 | 260.021 | 102.7103 | 13.5054 | 950.479 | 6867.22 | 2597.8269 | 4269.3931 | 8.8896 | 3453.61 | 7 | -5.6843e-14
8 | 10 | 31 | 40.35 | 40.35 | 1639.6279 | 1250.85 | 282.6439 | 268.6883 | 106.134 | 13.9555 | 982.1617 | 7094.794 | 2685.5878 | 4409.2062 | 8.8896 | 3567.397 | 7 | -2.2737e-13
8 | 11 | 30 | 40.35 | 40.35 | 1586.7366 | 1210.5 | 273.5263 | 260.021 | 102.7103 | 13.5054 | 950.479 | 6867.22 | 2597.8269 | 4269.3931 | 8.8896 | 3453.61 | 7 | -5.6843e-14
8 | 12 | 31 | 40.35 | 40.35 | 1639.6279 | 1250.85 | 282.6439 | 268.6883 | 106.134 | 13.9555 | 982.1617 | 7094.794 | 2685.5878 | 4409.2062 | 8.8896 | 3567.397 | 7 | -2.2737e-13
9 | 1 | 31 | 40.35 | 40.35 | 1631.4297 | 1250.85 | 276.991 | 263.3146 | 103.5887 | 13.6764 | 987.5354 | 7094.794 | 2700.4732 | 4394.3208 | 8.7118 | 3567.397 | 8 | 1.7053e-13
9 | 2 | 28 | 40.35 | 40.35 | 1473.5494 | 1129.8 | 250.1854 | 237.8325 | 93.564 | 12.3529 | 891.9675 | 6412.072 | 2435.75 | 3976.322 | 8.7118 | 3226.036 | 8 | 1.9895e-13
9 | 3 | 31 | 40.35 | 40.35 | 1631.4297 | 1250.85 | 276.991 | 263.3146 | 103.5887 | 13.6764 | 987.5354 | 7094.794 | 2700.4732 | 4394.3208 | 8.7118 | 3567.397 | 8 | 1.7053e-13
9 | 4 | 30 | 40.35 | 40.35 | 1578.8029 | 1210.5 | 268.0558 | 254.8205 | 100.2472 | 13.2353 | 955.6795 | 6867.22 | 2612.2321 | 4254.9879 | 8.7118 | 3453.61 | 8 | -1.1369e-13
9 | 5 | 31 | 40.35 | 40.35 | 1631.4297 | 1250.85 | 276.991 | 263.3146 | 103.5887 | 13.6764 | 987.5354 | 7094.794 | 2700.4732 | 4394.3208 | 8.7118 | 3567.397 | 8 | 1.7053e-13
9 | 6 | 30 | 40.35 | 40.35 | 1578.8029 | 1210.5 | 268.0558 | 254.8205 | 100.2472 | 13.2353 | 955.6795 | 6867.22 | 2612.2321 | 4254.9879 | 8.7118 | 3453.61 | 8 | -1.1369e-13
9 | 7 | 31 | 40.35 | 40.35 | 1631.4297 | 1250.85 | 276.991 | 263.3146 | 103.5887 | 13.6764 | 987.5354 | 7094.794 | 2700.4732 | 4394.3208 | 8.7118 | 3567.397 | 8 | 1.7053e-13
9 | 8 | 31 | 40.35 | 40.35 | 1631.4297 | 1250.85 | 276.991 | 263.3146 | 103.5887 | 13.6764 | 987.5354 | 7094.794 | 2700.4732 | 4394.3208 | 8.7118 | 3567.397 | 8 | 1.7053e-13
9 | 9 | 30 | 40.35 | 40.35 | 1578.8029 | 1210.5 | 268.0558 | 254.8205 | 100.2472 | 13.2353 | 955.6795 | 6867.22 | 2612.2321 | 4254.9879 | 8.7118 | 3453.61 | 8 | -1.1369e-13
9 | 10 | 31 | 40.35 | 40.35 | 1631.4297 | 1250.85 | 276.991 | 263.3146 | 103.5887 | 13.6764 | 987.5354 | 7094.794 | 2700.4732 | 4394.3208 | 8.7118 | 3567.397 | 8 | 1.7053e-13
9 | 11 | 30 | 40.35 | 40.35 | 1578.8029 | 1210.5 | 268.0558 | 254.8205 | 100.2472 | 13.2353 | 955.6795 | 6867.22 | 2612.2321 | 4254.9879 | 8.7118 | 3453.61 | 8 | -1.1369e-13
9 | 12 | 31 | 40.35 | 40.35 | 1631.4297 | 1250.85 | 276.991 | 263.3146 | 103.5887 | 13.6764 | 987.5354 | 7094.794 | 2700.4732 | 4394.3208 | 8.7118 | 3567.397 | 8 | 1.7053e-13
10 | 1 | 31 | 40.35 | 40.35 | 1623.2726 | 1250.85 | 271.4512 | 258.0483 | 100.9714 | 13.4029 | 992.8017 | 7094.794 | 2715.0608 | 4379.7332 | 8.5376 | 3567.397 | 9 | -1.1369e-13
10 | 2 | 29 | 40.35 | 40.35 | 1518.5453 | 1170.15 | 253.9382 | 241.4 | 94.4571 | 12.5382 | 928.75 | 6639.646 | 2537.6375 | 4102.0085 | 8.5376 | 3339.823 | 9 | 0
10 | 3 | 31 | 40.35 | 40.35 | 1623.2726 | 1250.85 | 271.4512 | 258.0483 | 100.9714 | 13.4029 | 992.8017 | 7094.794 | 2715.0608 | 4379.7332 | 8.5376 | 3567.397 | 9 | -1.1369e-13
10 | 4 | 30 | 40.35 | 40.35 | 1570.9089 | 1210.5 | 262.6947 | 249.7241 | 97.7143 | 12.9705 | 960.7759 | 6867.22 | 2626.3492 | 4240.8708 | 8.5376 | 3453.61 | 9 | 0
10 | 5 | 31 | 40.35 | 40.35 | 1623.2726 | 1250.85 | 271.4512 | 258.0483 | 100.9714 | 13.4029 | 992.8017 | 7094.794 | 2715.0608 | 4379.7332 | 8.5376 | 3567.397 | 9 | -1.1369e-13
10 | 6 | 30 | 40.35 | 40.35 | 1570.9089 | 1210.5 | 262.6947 | 249.7241 | 97.7143 | 12.9705 | 960.7759 | 6867.22 | 2626.3492 | 4240.8708 | 8.5376 | 3453.61 | 9 | 0
10 | 7 | 31 | 40.35 | 40.35 | 1623.2726 | 1250.85 | 271.4512 | 258.0483 | 100.9714 | 13.4029 | 992.8017 | 7094.794 | 2715.0608 | 4379.7332 | 8.5376 | 3567.397 | 9 | -1.1369e-13
10 | 8 | 31 | 40.35 | 40.35 | 1623.2726 | 1250.85 | 271.4512 | 258.0483 | 100.9714 | 13.4029 | 992.8017 | 7094.794 | 2715.0608 | 4379.7332 | 8.5376 | 3567.397 | 9 | -1.1369e-13
10 | 9 | 30 | 40.35 | 40.35 | 1570.9089 | 1210.5 | 262.6947 | 249.7241 | 97.7143 | 12.9705 | 960.7759 | 6867.22 | 2626.3492 | 4240.8708 | 8.5376 | 3453.61 | 9 | 0
10 | 10 | 31 | 40.35 | 40.35 | 1623.2726 | 1250.85 | 271.4512 | 258.0483 | 100.9714 | 13.4029 | 992.8017 | 7094.794 | 2715.0608 | 4379.7332 | 8.5376 | 3567.397 | 9 | -1.1369e-13
10 | 11 | 30 | 40.35 | 40.35 | 1570.9089 | 1210.5 | 262.6947 | 249.7241 | 97.7143 | 12.9705 | 960.7759 | 6867.22 | 2626.3492 | 4240.8708 | 8.5376 | 3453.61 | 9 | 0
10 | 12 | 31 | 40.35 | 40.35 | 1623.2726 | 1250.85 | 271.4512 | 258.0483 | 100.9714 | 13.4029 | 992.8017 | 7094.794 | 2715.0608 | 4379.7332 | 8.5376 | 3567.397 | 9 | -1.1369e-13
11 | 1 | 31 | 40.35 | 40.35 | 1615.1562 | 1250.85 | 325.5795 | 309.504 | 38.7267 | 16.0755 | 941.346 | 7094.794 | 2572.5284 | 4522.2656 | 10.24 | 3567.397 | 0 | 1.7053e-13
11 | 2 | 28 | 40.35 | 40.35 | 1458.8508 | 1129.8 | 294.0718 | 279.552 | 34.979 | 14.5198 | 850.248 | 6412.072 | 2320.187 | 4091.885 | 10.24 | 3226.036 | 0 | -1.1369e-13
11 | 3 | 31 | 40.35 | 40.35 | 1615.1562 | 1250.85 | 325.5795 | 309.504 | 38.7267 | 16.0755 | 941.346 | 7094.794 | 2572.5284 | 4522.2656 | 10.24 | 3567.397 | 0 | 1.7053e-13
11 | 4 | 30 | 40.35 | 40.35 | 1563.0544 | 1210.5 | 315.0769 | 299.52 | 37.4775 | 15.5569 | 910.98 | 6867.22 | 2488.4146 | 4378.8054 | 10.24 | 3453.61 | 0 | 5.6843e-14
11 | 5 | 31 | 40.35 | 40.35 | 1615.1562 | 1250.85 | 325.5795 | 309.504 | 38.7267 | 16.0755 | 941.346 | 7094.794 | 2572.5284 | 4522.2656 | 10.24 | 3567.397 | 0 | 1.7053e-13
11 | 6 | 30 | 40.35 | 40.35 | 1563.0544 | 1210.5 | 315.0769 | 299.52 | 37.4775 | 15.5569 | 910.98 | 6867.22 | 2488.4146 | 4378.8054 | 10.24 | 3453.61 | 0 | 5.6843e-14
11 | 7 | 31 | 40.35 | 40.35 | 1615.1562 | 1250.85 | 325.5795 | 309.504 | 38.7267 | 16.0755 | 941.346 | 7094.794 | 2572.5284 | 4522.2656 | 10.24 | 3567.397 | 0 | 1.7053e-13
11 | 8 | 31 | 40.35 | 40.35 | 1615.1562 | 1250.85 | 325.5795 | 309.504 | 38.7267 | 16.0755 | 941.346 | 7094.794 | 2572.5284 | 4522.2656 | 10.24 | 3567.397 | 0 | 1.7053e-13
11 | 9 | 30 | 40.35 | 40.35 | 1563.0544 | 1210.5 | 315.0769 | 299.52 | 37.4775 | 15.5569 | 910.98 | 6867.22 | 2488.4146 | 4378.8054 | 10.24 | 3453.61 | 0 | 5.6843e-14
11 | 10 | 31 | 40.35 | 40.35 | 1615.1562 | 1250.85 | 325.5795 | 309.504 | 38.7267 | 16.0755 | 941.346 | 7094.794 | 2572.5284 | 4522.2656 | 10.24 | 3567.397 | 0 | 1.7053e-13
11 | 11 | 30 | 40.35 | 40.35 | 1563.0544 | 1210.5 | 315.0769 | 299.52 | 37.4775 | 15.5569 | 910.98 | 6867.22 | 2488.4146 | 4378.8054 | 10.24 | 3453.61 | 0 | 5.6843e-14
11 | 12 | 31 | 40.35 | 40.35 | 1615.1562 | 1250.85 | 325.5795 | 309.504 | 38.7267 | 16.0755 | 941.346 | 7094.794 | 2572.5284 | 4522.2656 | 10.24 | 3567.397 | 0 | 1.7053e-13
12 | 1 | 31 | 40.35 | 40.35 | 1607.0804 | 1250.85 | 319.0679 | 303.3139 | 37.1625 | 15.754 | 947.5361 | 7094.794 | 2589.6749 | 4505.1191 | 10.0352 | 3567.397 | 1 | 0
12 | 2 | 28 | 40.35 | 40.35 | 1451.5565 | 1129.8 | 288.1904 | 273.961 | 33.5661 | 14.2294 | 855.839 | 6412.072 | 2335.6741 | 4076.3979 | 10.0352 | 3226.036 | 1 | -1.1369e-13
12 | 3 | 31 | 40.35 | 40.35 | 1607.0804 | 1250.85 | 319.0679 | 303.3139 | 37.1625 | 15.754 | 947.5361 | 7094.794 | 2589.6749 | 4505.1191 | 10.0352 | 3567.397 | 1 | 0
12 | 4 | 30 | 40.35 | 40.35 | 1555.2391 | 1210.5 | 308.7754 | 293.5296 | 35.9637 | 15.2458 | 916.9704 | 6867.22 | 2505.008 | 4362.212 | 10.0352 | 3453.61 | 1 | -2.8422e-13
12 | 5 | 31 | 40.35 | 40.35 | 1607.0804 | 1250.85 | 319.0679 | 303.3139 | 37.1625 | 15.754 | 947.5361 | 7094.794 | 2589.6749 | 4505.1191 | 10.0352 | 3567.397 | 1 | 0
12 | 6 | 30 | 40.35 | 40.35 | 1555.2391 | 1210.5 | 308.7754 | 293.5296 | 35.9637 | 15.2458 | 916.9704 | 6867.22 | 2505.008 | 4362.212 | 10.0352 | 3453.61 | 1 | -2.8422e-13
12 | 7 | 31 | 40.35 | 40.35 | 1607.0804 | 1250.85 | 319.0679 | 303.3139 | 37.1625 | 15.754 | 947.5361 | 7094.794 | 2589.6749 | 4505.1191 | 10.0352 | 3567.397 | 1 | 0
12 | 8 | 31 | 40.35 | 40.35 | 1607.0804 | 1250.85 | 319.0679 | 303.3139 | 37.1625 | 15.754 | 947.5361 | 7094.794 | 2589.6749 | 4505.1191 | 10.0352 | 3567.397 | 1 | 0
12 | 9 | 30 | 40.35 | 40.35 | 1555.2391 | 1210.5 | 308.7754 | 293.5296 | 35.9637 | 15.2458 | 916.9704 | 6867.22 | 2505.008 | 4362.212 | 10.0352 | 3453.61 | 1 | -2.8422e-13
12 | 10 | 31 | 40.35 | 40.35 | 1607.0804 | 1250.85 | 319.0679 | 303.3139 | 37.1625 | 15.754 | 947.5361 | 7094.794 | 2589.6749 | 4505.1191 | 10.0352 | 3567.397 | 1 | 0
12 | 11 | 30 | 40.35 | 40.35 | 1555.2391 | 1210.5 | 308.7754 | 293.5296 | 35.9637 | 15.2458 | 916.9704 | 6867.22 | 2505.008 | 4362.212 | 10.0352 | 3453.61 | 1 | -2.8422e-13
12 | 12 | 31 | 40.35 | 40.35 | 1607.0804 | 1250.85 | 319.0679 | 303.3139 | 37.1625 | 15.754 | 947.5361 | 7094.794 | 2589.6749 | 4505.1191 | 10.0352 | 3567.397 | 1 | 0
13 | 1 | 31 | 40.35 | 40.35 | 1599.045 | 1250.85 | 312.6865 | 297.2476 | 35.5085 | 15.4389 | 953.6024 | 7094.794 | 2606.4785 | 4488.3155 | 9.8345 | 3567.397 | 2 | 1.1369e-13
13 | 2 | 28 | 40.35 | 40.35 | 1444.2987 | 1129.8 | 282.4266 | 268.4817 | 32.0722 | 13.9448 | 861.3183 | 6412.072 | 2350.8516 | 4061.2204 | 9.8345 | 3226.036 | 2 | -1.1369e-13
13 | 3 | 31 | 40.35 | 40.35 | 1599.045 | 1250.85 | 312.6865 | 297.2476 | 35.5085 | 15.4389 | 953.6024 | 7094.794 | 2606.4785 | 4488.3155 | 9.8345 | 3567.397 | 2 | 1.1369e-13
13 | 4 | 30 | 40.35 | 40.35 | 1547.4629 | 1210.5 | 302.5999 | 287.659 | 34.363 | 14.9409 | 922.841 | 6867.22 | 2521.2695 | 4345.9505 | 9.8345 | 3453.61 | 2 | -5.6843e-14
13 | 5 | 31 | 40.35 | 40.35 | 1599.045 | 1250.85 | 312.6865 | 297.2476 | 35.5085 | 15.4389 | 953.6024 | 7094.794 | 2606.4785 | 4488.3155 | 9.8345 | 3567.397 | 2 | 1.1369e-13
13 | 6 | 30 | 40.35 | 40.35 | 1547.4629 | 1210.5 | 302.5999 | 287.659 | 34.363 | 14.9409 | 922.841 | 6867.22 | 2521.2695 | 4345.9505 | 9.8345 | 3453.61 | 2 | -5.6843e-14
13 | 7 | 31 | 40.35 | 40.35 | 1599.045 | 1250.85 | 312.6865 | 297.2476 | 35.5085 | 15.4389 | 953.6024 | 7094.794 | 2606.4785 | 4488.3155 | 9.8345 | 3567.397 | 2 | 1.1369e-13
13 | 8 | 31 | 40.35 | 40.35 | 1599.045 | 1250.85 | 312.6865 | 297.2476 | 35.5085 | 15.4389 | 953.6024 | 7094.794 | 2606.4785 | 4488.3155 | 9.8345 | 3567.397 | 2 | 1.1369e-13
13 | 9 | 30 | 40.35 | 40.35 | 1547.4629 | 1210.5 | 302.5999 | 287.659 | 34.363 | 14.9409 | 922.841 | 6867.22 | 2521.2695 | 4345.9505 | 9.8345 | 3453.61 | 2 | -5.6843e-14
13 | 10 | 31 | 40.35 | 40.35 | 1599.045 | 1250.85 | 312.6865 | 297.2476 | 35.5085 | 15.4389 | 953.6024 | 7094.794 | 2606.4785 | 4488.3155 | 9.8345 | 3567.397 | 2 | 1.1369e-13
13 | 11 | 30 | 40.35 | 40.35 | 1547.4629 | 1210.5 | 302.5999 | 287.659 | 34.363 | 14.9409 | 922.841 | 6867.22 | 2521.2695 | 4345.9505 | 9.8345 | 3453.61 | 2 | -5.6843e-14
13 | 12 | 31 | 40.35 | 40.35 | 1599.045 | 1250.85 | 312.6865 | 297.2476 | 35.5085 | 15.4389 | 953.6024 | 7094.794 | 2606.4785 | 4488.3155 | 9.8345 | 3567.397 | 2 | 1.1369e-13
14 | 1 | 31 | 40.35 | 40.35 | 1591.0498 | 1250.85 | 306.4328 | 291.3027 | 33.767 | 15.1301 | 959.5473 | 7094.794 | 2622.9461 | 4471.8479 | 9.6378 | 3567.397 | 3 | 1.7053e-13
14 | 2 | 29 | 40.35 | 40.35 | 1488.4014 | 1170.15 | 286.663 | 272.509 | 31.5885 | 14.154 | 897.641 | 6639.646 | 2451.4657 | 4188.1803 | 9.6378 | 3339.823 | 3 | -2.2737e-13
14 | 3 | 31 | 40.35 | 40.35 | 1591.0498 | 1250.85 | 306.4328 | 291.3027 | 33.767 | 15.1301 | 959.5473 | 7094.794 | 2622.9461 | 4471.8479 | 9.6378 | 3567.397 | 3 | 1.7053e-13
14 | 4 | 30 | 40.35 | 40.35 | 1539.7256 | 1210.5 | 296.5479 | 281.9058 | 32.6777 | 14.6421 | 928.5942 | 6867.22 | 2537.2059 | 4330.0141 | 9.6378 | 3453.61 | 3 | 0
14 | 5 | 31 | 40.35 | 40.35 | 1591.0498 | 1250.85 | 306.4328 | 291.3027 | 33.767 | 15.1301 | 959.5473 | 7094.794 | 2622.9461 | 4471.8479 | 9.6378 | 3567.397 | 3 | 1.7053e-13
14 | 6 | 30 | 40.35 | 40.35 | 1539.7256 | 1210.5 | 296.5479 | 281.9058 | 32.6777 | 14.6421 | 928.5942 | 6867.22 | 2537.2059 | 4330.0141 | 9.6378 | 3453.61 | 3 | 0
14 | 7 | 31 | 40.35 | 40.35 | 1591.0498 | 1250.85 | 306.4328 | 291.3027 | 33.767 | 15.1301 | 959.5473 | 7094.794 | 2622.9461 | 4471.8479 | 9.6378 | 3567.397 | 3 | 1.7053e-13
14 | 8 | 31 | 40.35 | 40.35 | 1591.0498 | 1250.85 | 306.4328 | 291.3027 | 33.767 | 15.1301 | 959.5473 | 7094.794 | 2622.9461 | 4471.8479 | 9.6378 | 3567.397 | 3 | 1.7053e-13
14 | 9 | 30 | 40.35 | 40.35 | 1539.7256 | 1210.5 | 296.5479 | 281.9058 | 32.6777 | 14.6421 | 928.5942 | 6867.22 | 2537.2059 | 4330.0141 | 9.6378 | 3453.61 | 3 | 0
14 | 10 | 31 | 40.35 | 40.35 | 1591.0498 | 1250.85 | 306.4328 | 291.3027 | 33.767 | 15.1301 | 959.5473 | 7094.794 | 2622.9461 | 4471.8479 | 9.6378 | 3567.397 | 3 | 1.7053e-13
14 | 11 | 30 | 40.35 | 40.35 | 1539.7256 | 1210.5 | 296.5479 | 281.9058 | 32.6777 | 14.6421 | 928.5942 | 6867.22 | 2537.2059 | 4330.0141 | 9.6378 | 3453.61 | 3 | 0
14 | 12 | 31 | 40.35 | 40.35 | 1591.0498 | 1250.85 | 306.4328 | 291.3027 | 33.767 | 15.1301 | 959.5473 | 7094.794 | 2622.9461 | 4471.8479 | 9.6378 | 3567.397 | 3 | 1.7053e-13
15 | 1 | 31 | 40.35 | 40.35 | 1583.0945 | 1250.85 | 300.3042 | 285.4766 | 31.9404 | 14.8275 | 965.3734 | 7094.794 | 2639.0842 | 4455.7098 | 9.445 | 3567.397 | 4 | 1.1369e-13
15 | 2 | 28 | 40.35 | 40.35 | 1429.8918 | 1129.8 | 271.2425 | 257.8499 | 28.8494 | 13.3926 | 871.9501 | 6412.072 | 2380.3019 | 4031.7701 | 9.445 | 3226.036 | 4 | -2.2737e-13
15 | 3 | 31 | 40.35 | 40.35 | 1583.0945 | 1250.85 | 300.3042 | 285.4766 | 31.9404 | 14.8275 | 965.3734 | 7094.794 | 2639.0842 | 4455.7098 | 9.445 | 3567.397 | 4 | 1.1369e-13
15 | 4 | 30 | 40.35 | 40.35 | 1532.027 | 1210.5 | 290.6169 | 276.2677 | 30.9101 | 14.3492 | 934.2323 | 6867.22 | 2552.8234 | 4314.3966 | 9.445 | 3453.61 | 4 | -2.2737e-13
15 | 5 | 31 | 40.35 | 40.35 | 1583.0945 | 1250.85 | 300.3042 | 285.4766 | 31.9404 | 14.8275 | 965.3734 | 7094.794 | 2639.0842 | 4455.7098 | 9.445 | 3567.397 | 4 | 1.1369e-13
15 | 6 | 30 | 40.35 | 40.35 | 1532.027 | 1210.5 | 290.6169 | 276.2677 | 30.9101 | 14.3492 | 934.2323 | 6867.22 | 2552.8234 | 4314.3966 | 9.445 | 3453.61 | 4 | -2.2737e-13
15 | 7 | 31 | 40.35 | 40.35 | 1583.0945 | 1250.85 | 300.3042 | 285.4766 | 31.9404 | 14.8275 | 965.3734 | 7094.794 | 2639.0842 | 4455.7098 | 9.445 | 3567.397 | 4 | 1.1369e-13
15 | 8 | 31 | 40.35 | 40.35 | 1583.0945 | 1250.85 | 300.3042 | 285.4766 | 31.9404 | 14.8275 | 965.3734 | 7094.794 | 2639.0842 | 4455.7098 | 9.445 | 3567.397 | 4 | 1.1369e-13
15 | 9 | 30 | 40.35 | 40.35 | 1532.027 | 1210.5 | 290.6169 | 276.2677 | 30.9101 | 14.3492 | 934.2323 | 6867.22 | 2552.8234 | 4314.3966 | 9.445 | 3453.61 | 4 | -2.2737e-13
15 | 10 | 31 | 40.35 | 40.35 | 1583.0945 | 1250.85 | 300.3042 | 285.4766 | 31.9404 | 14.8275 | 965.3734 | 7094.794 | 2639.0842 | 4455.7098 | 9.445 | 3567.397 | 4 | 1.1369e-13
15 | 11 | 30 | 40.35 | 40.35 | 1532.027 | 1210.5 | 290.6169 | 276.2677 | 30.9101 | 14.3492 | 934.2323 | 6867.22 | 2552.8234 | 4314.3966 | 9.445 | 3453.61 | 4 | -2.2737e-13
15 | 12 | 31 | 40.35 | 40.35 | 1583.0945 | 1250.85 | 300.3042 | 285.4766 | 31.9404 | 14.8275 | 965.3734 | 7094.794 | 2639.0842 | 4455.7098 | 9.445 | 3567.397 | 4 | 1.1369e-13
16 | 1 | 31 | 40.35 | 40.35 | 1575.1791 | 1250.85 | 294.2981 | 279.7671 | 30.031 | 14.531 | 971.0829 | 7094.794 | 2654.8996 | 4439.8944 | 9.2561 | 3567.397 | 5 | -2.8422e-13
16 | 2 | 28 | 40.35 | 40.35 | 1422.7424 | 1129.8 | 265.8176 | 252.6929 | 27.1248 | 13.1247 | 877.1071 | 6412.072 | 2394.5868 | 4017.4852 | 9.2561 | 3226.036 | 5 | -5.6843e-14
16 | 3 | 31 | 40.35 | 40.35 | 1575.1791 | 1250.85 | 294.2981 | 279.7671 | 30.031 | 14.531 | 971.0829 | 7094.794 | 2654.8996 | 4439.8944 | 9.2561 | 3567.397 | 5 | -2.8422e-13
16 | 4 | 30 | 40.35 | 40.35 | 1524.3668 | 1210.5 | 284.8046 | 270.7424 | 29.0623 | 14.0622 | 939.7576 | 6867.22 | 2568.1287 | 4299.0913 | 9.2561 | 3453.61 | 5 | -5.6843e-14
16 | 5 | 31 | 40.35 | 40.35 | 1575.1791 | 1250.85 | 294.2981 | 279.7671 | 30.031 | 14.531 | 971.0829 | 7094.794 | 2654.8996 | 4439.8944 | 9.2561 | 3567.397 | 5 | -2.8422e-13
16 | 6 | 30 | 40.35 | 40.35 | 1524.3668 | 1210.5 | 284.8046 | 270.7424 | 29.0623 | 14.0622 | 939.7576 | 6867.22 | 2568.1287 | 4299.0913 | 9.2561 | 3453.61 | 5 | -5.6843e-14
16 | 7 | 31 | 40.35 | 40.35 | 1575.1791 | 1250.85 | 294.2981 | 279.7671 | 30.031 | 14.531 | 971.0829 | 7094.794 | 2654.8996 | 4439.8944 | 9.2561 | 3567.397 | 5 | -2.8422e-13
16 | 8 | 31 | 40.35 | 40.35 | 1575.1791 | 1250.85 | 294.2981 | 279.7671 | 30.031 | 14.531 | 971.0829 | 7094.794 | 2654.8996 | 4439.8944 | 9.2561 | 3567.397 | 5 | -2.8422e-13
16 | 9 | 30 | 40.35 | 40.35 | 1524.3668 | 1210.5 | 284.8046 | 270.7424 | 29.0623 | 14.0622 | 939.7576 | 6867.22 | 2568.1287 | 4299.0913 | 9.2561 | 3453.61 | 5 | -5.6843e-14
16 | 10 | 31 | 40.35 | 40.35 | 1575.1791 | 1250.85 | 294.2981 | 279.7671 | 30.031 | 14.531 | 971.0829 | 7094.794 | 2654.8996 | 4439.8944 | 9.2561 | 3567.397 | 5 | -2.8422e-13
16 | 11 | 30 | 40.35 | 40.35 | 1524.3668 | 1210.5 | 284.8046 | 270.7424 | 29.0623 | 14.0622 | 939.7576 | 6867.22 | 2568.1287 | 4299.0913 | 9.2561 | 3453.61 | 5 | -5.6843e-14
16 | 12 | 31 | 40.35 | 40.35 | 1575.1791 | 1250.85 | 294.2981 | 279.7671 | 30.031 | 14.531 | 971.0829 | 7094.794 | 2654.8996 | 4439.8944 | 9.2561 | 3567.397 | 5 | -2.8422e-13
17 | 1 | 31 | 40.35 | 40.35 | 1567.3032 | 1250.85 | 288.4121 | 274.1718 | 28.0411 | 14.2403 | 976.6782 | 7094.794 | 2670.3987 | 4424.3953 | 9.071 | 3567.397 | 6 | -1.1369e-13
17 | 2 | 28 | 40.35 | 40.35 | 1415.6287 | 1129.8 | 260.5013 | 247.639 | 25.3274 | 12.8622 | 882.161 | 6412.072 | 2408.5859 | 4003.4861 | 9.071 | 3226.036 | 6 | 1.1369e-13
17 | 3 | 31 | 40.35 | 40.35 | 1567.3032 | 1250.85 | 288.4121 | 274.1718 | 28.0411 | 14.2403 | 976.6782 | 7094.794 | 2670.3987 | 4424.3953 | 9.071 | 3567.397 | 6 | -1.1369e-13
17 | 4 | 30 | 40.35 | 40.35 | 1516.745 | 1210.5 | 279.1085 | 265.3275 | 27.1365 | 13.781 | 945.1725 | 6867.22 | 2583.1278 | 4284.0922 | 9.071 | 3453.61 | 6 | 1.1369e-13
17 | 5 | 31 | 40.35 | 40.35 | 1567.3032 | 1250.85 | 288.4121 | 274.1718 | 28.0411 | 14.2403 | 976.6782 | 7094.794 | 2670.3987 | 4424.3953 | 9.071 | 3567.397 | 6 | -1.1369e-13
17 | 6 | 30 | 40.35 | 40.35 | 1516.745 | 1210.5 | 279.1085 | 265.3275 | 27.1365 | 13.781 | 945.1725 | 6867.22 | 2583.1278 | 4284.0922 | 9.071 | 3453.61 | 6 | 1.1369e-13
17 | 7 | 31 | 40.35 | 40.35 | 1567.3032 | 1250.85 | 288.4121 | 274.1718 | 28.0411 | 14.2403 | 976.6782 | 7094.794 | 2670.3987 | 4424.3953 | 9.071 | 3567.397 | 6 | -1.1369e-13
17 | 8 | 31 | 40.35 | 40.35 | 1567.3032 | 1250.85 | 288.4121 | 274.1718 | 28.0411 | 14.2403 | 976.6782 | 7094.794 | 2670.3987 | 4424.3953 | 9.071 | 3567.397 | 6 | -1.1369e-13
17 | 9 | 30 | 40.35 | 40.35 | 1516.745 | 1210.5 | 279.1085 | 265.3275 | 27.1365 | 13.781 | 945.1725 | 6867.22 | 2583.1278 | 4284.0922 | 9.071 | 3453.61 | 6 | 1.1369e-13
17 | 10 | 31 | 40.35 | 40.35 | 1567.3032 | 1250.85 | 288.4121 | 274.1718 | 28.0411 | 14.2403 | 976.6782 | 7094.794 | 2670.3987 | 4424.3953 | 9.071 | 3567.397 | 6 | -1.1369e-13
17 | 11 | 30 | 40.35 | 40.35 | 1516.745 | 1210.5 | 279.1085 | 265.3275 | 27.1365 | 13.781 | 945.1725 | 6867.22 | 2583.1278 | 4284.0922 | 9.071 | 3453.61 | 6 | 1.1369e-13
17 | 12 | 31 | 40.35 | 40.35 | 1567.3032 | 1250.85 | 288.4121 | 274.1718 | 28.0411 | 14.2403 | 976.6782 | 7094.794 | 2670.3987 | 4424.3953 | 9.071 | 3567.397 | 6 | -1.1369e-13
18 | 1 | 31 | 40.35 | 40.35 | 1559.4667 | 1250.85 | 282.6439 | 268.6883 | 25.9728 | 13.9555 | 982.1617 | 7094.794 | 2685.5878 | 4409.2062 | 8.8896 | 3567.397 | 7 | 0
18 | 2 | 29 | 40.35 | 40.35 | 1458.8559 | 1170.15 | 264.4088 | 251.3536 | 24.2971 | 13.0552 | 918.7964 | 6639.646 | 2510.066 | 4129.58 | 8.8896 | 3339.823 | 7 | -8.5265e-14
18 | 3 | 31 | 40.35 | 40.35 | 1559.4667 | 1250.85 | 282.6439 | 268.6883 | 25.9728 | 13.9555 | 982.1617 | 7094.794 | 2685.5878 | 4409.2062 | 8.8896 | 3567.397 | 7 | 0
18 | 4 | 30 | 40.35 | 40.35 | 1509.1613 | 1210.5 | 273.5263 | 260.021 | 25.135 | 13.5054 | 950.479 | 6867.22 | 2597.8269 | 4269.3931 | 8.8896 | 3453.61 | 7 | -5.6843e-14
18 | 5 | 31 | 40.35 | 40.35 | 1559.4667 | 1250.85 | 282.6439 | 268.6883 | 25.9728 | 13.9555 | 982.1617 | 7094.794 | 2685.5878 | 4409.2062 | 8.8896 | 3567.397 | 7 | 0
18 | 6 | 30 | 40.35 | 40.35 | 1509.1613 | 1210.5 | 273.5263 | 260.021 | 25.135 | 13.5054 | 950.479 | 6867.22 | 2597.8269 | 4269.3931 | 8.8896 | 3453.61 | 7 | -5.6843e-14
18 | 7 | 31 | 40.35 | 40.35 | 1559.4667 | 1250.85 | 282.6439 | 268.6883 | 25.9728 | 13.9555 | 982.1617 | 7094.794 | 2685.5878 | 4409.2062 | 8.8896 | 3567.397 | 7 | 0
18 | 8 | 31 | 40.35 | 40.35 | 1559.4667 | 1250.85 | 282.6439 | 268.6883 | 25.9728 | 13.9555 | 982.1617 | 7094.794 | 2685.5878 | 4409.2062 | 8.8896 | 3567.397 | 7 | 0
18 | 9 | 30 | 40.35 | 40.35 | 1509.1613 | 1210.5 | 273.5263 | 260.021 | 25.135 | 13.5054 | 950.479 | 6867.22 | 2597.8269 | 4269.3931 | 8.8896 | 3453.61 | 7 | -5.6843e-14
18 | 10 | 31 | 40.35 | 40.35 | 1559.4667 | 1250.85 | 282.6439 | 268.6883 | 25.9728 | 13.9555 | 982.1617 | 7094.794 | 2685.5878 | 4409.2062 | 8.8896 | 3567.397 | 7 | 0
18 | 11 | 30 | 40.35 | 40.35 | 1509.1613 | 1210.5 | 273.5263 | 260.021 | 25.135 | 13.5054 | 950.479 | 6867.22 | 2597.8269 | 4269.3931 | 8.8896 | 3453.61 | 7 | -5.6843e-14
18 | 12 | 31 | 40.35 | 40.35 | 1559.4667 | 1250.85 | 282.6439 | 268.6883 | 25.9728 | 13.9555 | 982.1617 | 7094.794 | 2685.5878 | 4409.2062 | 8.8896 | 3567.397 | 7 | 0
19 | 1 | 31 | 40.35 | 40.35 | 1551.6693 | 1250.85 | 276.991 | 263.3146 | 23.8283 | 13.6764 | 987.5354 | 7094.794 | 2700.4732 | 4394.3208 | 8.7118 | 3567.397 | 8 | -5.6843e-14
19 | 2 | 28 | 40.35 | 40.35 | 1401.5078 | 1129.8 | 250.1854 | 237.8325 | 21.5224 | 12.3529 | 891.9675 | 6412.072 | 2435.75 | 3976.322 | 8.7118 | 3226.036 | 8 | 0
19 | 3 | 31 | 40.35 | 40.35 | 1551.6693 | 1250.85 | 276.991 | 263.3146 | 23.8283 | 13.6764 | 987.5354 | 7094.794 | 2700.4732 | 4394.3208 | 8.7118 | 3567.397 | 8 | -5.6843e-14
19 | 4 | 30 | 40.35 | 40.35 | 1501.6155 | 1210.5 | 268.0558 | 254.8205 | 23.0597 | 13.2353 | 955.6795 | 6867.22 | 2612.2321 | 4254.9879 | 8.7118 | 3453.61 | 8 | -1.1369e-13
19 | 5 | 31 | 40.35 | 40.35 | 1551.6693 | 1250.85 | 276.991 | 263.3146 | 23.8283 | 13.6764 | 987.5354 | 7094.794 | 2700.4732 | 4394.3208 | 8.7118 | 3567.397 | 8 | -5.6843e-14
19 | 6 | 30 | 40.35 | 40.35 | 1501.6155 | 1210.5 | 268.0558 | 254.8205 | 23.0597 | 13.2353 | 955.6795 | 6867.22 | 2612.2321 | 4254.9879 | 8.7118 | 3453.61 | 8 | -1.1369e-13
19 | 7 | 31 | 40.35 | 40.35 | 1551.6693 | 1250.85 | 276.991 | 263.3146 | 23.8283 | 13.6764 | 987.5354 | 7094.794 | 2700.4732 | 4394.3208 | 8.7118 | 3567.397 | 8 | -5.6843e-14
19 | 8 | 31 | 40.35 | 40.35 | 1551.6693 | 1250.85 | 276.991 | 263.3146 | 23.8283 | 13.6764 | 987.5354 | 7094.794 | 2700.4732 | 4394.3208 | 8.7118 | 3567.397 | 8 | -5.6843e-14
19 | 9 | 30 | 40.35 | 40.35 | 1501.6155 | 1210.5 | 268.0558 | 254.8205 | 23.0597 | 13.2353 | 955.6795 | 6867.22 | 2612.2321 | 4254.9879 | 8.7118 | 3453.61 | 8 | -1.1369e-13
19 | 10 | 31 | 40.35 | 40.35 | 1551.6693 | 1250.85 | 276.991 | 263.3146 | 23.8283 | 13.6764 | 987.5354 | 7094.794 | 2700.4732 | 4394.3208 | 8.7118 | 3567.397 | 8 | -5.6843e-14
19 | 11 | 30 | 40.35 | 40.35 | 1501.6155 | 1210.5 | 268.0558 | 254.8205 | 23.0597 | 13.2353 | 955.6795 | 6867.22 | 2612.2321 | 4254.9879 | 8.7118 | 3453.61 | 8 | -1.1369e-13
19 | 12 | 31 | 40.35 | 40.35 | 1551.6693 | 1250.85 | 276.991 | 263.3146 | 23.8283 | 13.6764 | 987.5354 | 7094.794 | 2700.4732 | 4394.3208 | 8.7118 | 3567.397 | 8 | -5.6843e-14
20 | 1 | 31 | 40.35 | 40.35 | 1543.911 | 1250.85 | 271.4512 | 258.0483 | 21.6098 | 13.4029 | 992.8017 | 7094.794 | 2715.0608 | 4379.7332 | 8.5376 | 3567.397 | 9 | 1.1369e-13
20 | 2 | 28 | 40.35 | 40.35 | 1394.5002 | 1129.8 | 245.1817 | 233.0759 | 19.5185 | 12.1058 | 896.7241 | 6412.072 | 2448.9259 | 3963.1461 | 8.5376 | 3226.036 | 9 | 1.1369e-13
20 | 3 | 31 | 40.35 | 40.35 | 1543.911 | 1250.85 | 271.4512 | 258.0483 | 21.6098 | 13.4029 | 992.8017 | 7094.794 | 2715.0608 | 4379.7332 | 8.5376 | 3567.397 | 9 | 1.1369e-13
20 | 4 | 30 | 40.35 | 40.35 | 1494.1074 | 1210.5 | 262.6947 | 249.7241 | 20.9127 | 12.9705 | 960.7759 | 6867.22 | 2626.3492 | 4240.8708 | 8.5376 | 3453.61 | 9 | 0
20 | 5 | 31 | 40.35 | 40.35 | 1543.911 | 1250.85 | 271.4512 | 258.0483 | 21.6098 | 13.4029 | 992.8017 | 7094.794 | 2715.0608 | 4379.7332 | 8.5376 | 3567.397 | 9 | 1.1369e-13
20 | 6 | 30 | 40.35 | 40.35 | 1494.1074 | 1210.5 | 262.6947 | 249.7241 | 20.9127 | 12.9705 | 960.7759 | 6867.22 | 2626.3492 | 4240.8708 | 8.5376 | 3453.61 | 9 | 0
20 | 7 | 31 | 40.35 | 40.35 | 1543.911 | 1250.85 | 271.4512 | 258.0483 | 21.6098 | 13.4029 | 992.8017 | 7094.794 | 2715.0608 | 4379.7332 | 8.5376 | 3567.397 | 9 | 1.1369e-13
20 | 8 | 31 | 40.35 | 40.35 | 1543.911 | 1250.85 | 271.4512 | 258.0483 | 21.6098 | 13.4029 | 992.8017 | 7094.794 | 2715.0608 | 4379.7332 | 8.5376 | 3567.397 | 9 | 1.1369e-13
20 | 9 | 30 | 40.35 | 40.35 | 1494.1074 | 1210.5 | 262.6947 | 249.7241 | 20.9127 | 12.9705 | 960.7759 | 6867.22 | 2626.3492 | 4240.8708 | 8.5376 | 3453.61 | 9 | 0
20 | 10 | 31 | 40.35 | 40.35 | 1543.911 | 1250.85 | 271.4512 | 258.0483 | 21.6098 | 13.4029 | 992.8017 | 7094.794 | 2715.0608 | 4379.7332 | 8.5376 | 3567.397 | 9 | 1.1369e-13
20 | 11 | 30 | 40.35 | 40.35 | 1494.1074 | 1210.5 | 262.6947 | 249.7241 | 20.9127 | 12.9705 | 960.7759 | 6867.22 | 2626.3492 | 4240.8708 | 8.5376 | 3453.61 | 9 | 0
20 | 12 | 31 | 40.35 | 40.35 | 1543.911 | 1250.85 | 271.4512 | 258.0483 | 21.6098 | 13.4029 | 992.8017 | 7094.794 | 2715.0608 | 4379.7332 | 8.5376 | 3567.397 | 9 | 1.1369e-13